## Front Sheet
Royal Borough of Greenwich
Housing and Safer Communities
Contract for:
Capital Programme Delivery Contractors
|  | Ref: SPS - 2686 | Date: June 2023
Contract Administrator: Ian Conquest
Pricing Schedules
Document 4
The Woolwich Centre,
35 Wellington Street
London, SE18 6HQ

## Repointing & Rendering
Price Framework Repointing and Rendering
Description | Rate | Figure for evaluation purposes | Total for evaluation
Rate per M2 for Rendering, as per Specification | 217.9835 | 200 | 43596.6983
Rate per M2 for Rendering including removal of existing, as per Specification | 272.4794 | 200 | 54495.8729
Rate per M2 for Mechanical Repointing, as per Specification | 65.0745 | 100 | 6507.4484
Rate per M2 for Mechanical Repointing including removal of existing, as per Specification | 147.4594 | 100 | 14745.9421
Rate per M2 for Repointing by Hand, as per Specification | 47.1229 | 100 | 4712.2902
Rate per M2 for Repointing by Hand including removal of existing, as per Specification | 99.3748 | 100 | 9937.4827
|  | Total: | 133995.7346

## EWI
Price Framework External Wall Insulation
Tenderers are to note that the sizes provided are the overall property size and not the extent of the EWI.
For example, a 70 m2 may only include 50m2 of EWI and 20 m2 of windows and doors therefore Tenderers should price as they see fit and ensure the cutting in around windows and doors etc. are included.
Where areas exceed the size bands the Client will apply the provided additional m2 rate.
Type | Quantity for Each Banding | Single property | 2-10 properties | 11-25 properties | 26-50 properties | 51+ properties | Total
2 Bedroom House: 60 m2 (front and rear) | 25 | 9889.2395 | 10309.5321 | 9468.9468 | 8628.3614 | 8208.0687 | 1162603.713
3 Bedroom House: 70 m2 (front and rear) | 15 | 11518.2522 | 12007.7779 | 11028.7265 | 10049.6751 | 9560.1493 | 812468.7153
4 Bedroom House:: 80 m2 (front and rear) | 15 | 11518.2522 | 12007.7779 | 11028.7265 | 10049.6751 | 9560.1493 | 812468.7153
5 Bedroom House: 90 m2 (front and rear) | 5 | 11518.2522 | 12007.7779 | 11028.7265 | 10049.6751 | 9560.1493 | 270822.9051
2 Bedroom House: 95 m2 (front, rear and 1 side) | 25 | 15567.1394 | 16228.7428 | 14905.5359 | 13582.3291 | 12920.7257 | 1830111.8223
3 Bedroom House: 110 m2 (front, rear and 1 side) | 15 | 18119.1409 | 18889.2044 | 17349.0774 | 15808.9505 | 15038.887 | 1278078.904
4 Bedroom House: 125 m2 (front, rear and 1 side) | 15 | 18119.1409 | 18889.2044 | 17349.0774 | 15808.9505 | 15038.887 | 1278078.904
5 Bedroom House: 140 m2 (front, rear and 1 side) | 5 | 18119.1409 | 18889.2044 | 17349.0774 | 15808.9505 | 15038.887 | 426026.3013
2 Bedroom House: 130 m2 (front, rear and 2 sides) | 25 | 21361.3886 | 22269.2476 | 20453.5296 | 18637.8116 | 17729.9525 | 2511298.2484
3 Bedroom House: 150 m2 (front, rear and 2 sides) | 15 | 24443.1609 | 25481.9952 | 23404.3266 | 21326.6579 | 20287.8236 | 1724159.4626
4 Bedroom House: 170 m2 (front, rear and 2 sides) | 15 | 24443.1609 | 25481.9952 | 23404.3266 | 21326.6579 | 20287.8236 | 1724159.4626
5 Bedroom House: 190 m2 (front, rear and 2 sides) | 5 | 24443.1609 | 25481.9952 | 23404.3266 | 21326.6579 | 20287.8236 | 574719.8209
2 Bedroom Bungalow: 60 m2 (front, rear and 1 side) | 15 | 10153.0169 | 10584.5201 | 9721.5136 | 8858.5072 | 8427.004 | 716168.4271
3 Bedroom Bungalow: 70 m2 (front, rear and 1 side) | 5 | 11715.6239 | 12213.5379 | 11217.7099 | 10221.8819 | 9723.9679 | 275463.6074
1 Bedroom Flat or Maisonette: 40 m2 (2 elevations) | 10 | 6801.8134 | 7090.8905 | 6512.7363 | 5934.5822 | 5645.5051 | 319855.2751
2 Bedroom Flat or Maisonette: 45 m2 (2 elevations) | 10 | 6801.8134 | 7090.8905 | 6512.7363 | 5934.5822 | 5645.5051 | 319855.2751
3 Bedroom Flat or Maisonette: 50 m2 (2 elevations) | 25 | 6801.8134 | 7090.8905 | 6512.7363 | 5934.5822 | 5645.5051 | 799638.1879
1 Bedroom Flat or Maisonette: 60 m2 (3 elevations) | 25 | 6801.8134 | 7090.8905 | 6512.7363 | 5934.5822 | 5645.5051 | 799638.1879
2 Bedroom Flat or Maisonette: : 65 m2 (3 elevations) | 20 | 6801.8134 | 7090.8905 | 6512.7363 | 5934.5822 | 5645.5051 | 639710.5503
3 Bedroom Flat or Maisonette: 75 m2 (3 elevations) | 20 | 6801.8134 | 7090.8905 | 6512.7363 | 5934.5822 | 5645.5051 | 639710.5503
Type | Quantity | Rate |  |  |  |  | Total
Additional m2 rate | 1000 | 213.2097 |  |  |  |  | 213209.6532
Variation: Aluminium Overcill Extenders | 30 | 142.0435 |  |  |  |  | 4261.3048
Variation: Upvc Overcill Cappit Extenders | 30 | 120.2179 |  |  |  |  | 3606.5369
Variation: Aluminium Undercill Extenders | 30 | 160.2451 |  |  |  |  | 4807.3534
[6 empty] | Total: | 19140921.8839
Due to the variances and complexities for large blocks, EWI works relating to this type of property will be included within a mini-competition.
Tenderers are to price the archetypes provided based upon the following dimensions and assuming a frontage with 4 apertures – 3 windows and 1 door:
House:
2 bed: 60 m2 (front and rear)
3 bed: 70 m2 (front and rear)
4 bed: 80 m2 (front and rear)
5 bed: 90 m2 (front and rear)
2 bed: 95 m2 (front, rear and 1 side)
3 bed: 110 m2 (front, rear and 1 side)
4 bed: 125 m2 (front, rear and 1 side)
5 bed: 140 m2 (front, rear and 1 side)
2 bed: 130 m2 (front, rear and 2 sides)
3 bed: 150 m2 (front, rear and 2 sides)
4 bed: 170 m2 (front, rear and 2 sides)
5 bed: 190 m2 (front, rear and 2 sides)
Bungalow (assumed most bungalows are semi-detached):
2 bed: 60 m2 (front, rear and 1 side)
3 bed: 70 m2 (front, rear and 1 side)
Flat or Maisonette:
1 bed: 40 m2 (2 elevations)
2 bed: 45 m2 (2 elevations)
3 bed: 50 m2 (2 elevations)
1 bed: 60 m2 (3 elevations)
2 bed: 65 m2 (3 elevations)
3 bed: 75 m2 (3 elevations)

## Heating - Combi Boiler
Price Framework Heating
BASKET COST: - The installation rates are an all inclusive price to supply and fit a WORCESTER BOSCH / VAILLANT boiler to manufacturer's installation instructions. This is for framework purposes only. If a customer requires a different boiler manufacturer this requirement will be mini tendererd. The cost will also include:- the removal and disposal of all redundant equipment. Powerflush and water treatment certificate from independant laboratory to comply with boiler manufacturer's installation instructions and for a two (2) year warranty. Chemical cleaner / inhibitor. Re-routing gas carcas (as necessary) in 22 mm / up to a max of 3 mtres. Boiler installations to also include standard flue, condense fitted internally to avoid freezing. Adaption of flow and return, gas cold main and hot outlet on combi's and system boiliers. All associated builders work associated with the replacement of the boiler finished and prepared ready for decorating. All electrical works to comply with current regulations. Scaffolding up to 6 mtrs to be included in the price.
Heating Installation - Combination Boiler | Unit | Qty | Rate | Total
Worcester Bosch Greenstar 25i (or Vaillant equivalent) | Item | 130 | 5093.7613 | 662188.9689
Worcester Bosch Greenstar 30i (or Vaillant equivalent) | Item | 65 | 5205.9587 | 338387.3145
Worcester Bosch Greenstar 38CDi Compact (or Vaillant equivalent) | Item | 65 | 5497.6719 | 357348.6726
Heating Installation - Additional SOR's | Unit | Qty | Rate | Total
Gas Supply - Meter to Boiler | Item | 78 | 426.3501 | 33255.305
Gas Supply - Cooker | Item | 26 | 269.2737 | 7001.1169
Gas Supply - Flex Connector | Item | 26 | 168.2961 | 4375.698
Gas Supply - Gas Fire | Item | 26 | 57.7015 | 1500.2393
Gas Supply / connection From adjacent point | Item | 65 | 57.7015 | 3750.5983
Radiators (7 No.) | Item | 40 | 2737.6162 | 109504.6482
Radiator +/- | Item | 40 | 392.6908 | 15707.634
Cross Bonding | Item | 260 | 44.879 | 11668.5281
Loft hatch | Item | 13 | 288.5076 | 3750.5983
Washing machine connection | Item | 13 | 96.1692 | 1250.1994
100mm insulation | M2 | 2600 | 20.5161 | 53341.8427
200mm insulation | M2 | 2600 | 24.3629 | 63343.4382
CO detector | Item | 260 | 44.879 | 11668.5281
Cold Water Storage Tank | Item | 13 | 435.967 | 5667.5708
Controls - Single channel 7 day programmer with service interval | Item | 260 | 192.3384 | 50007.9775
Room thermostat | Item | 260 | 76.9354 | 20003.191
Install or replace TRV to existing radiator | Item | 195 | 80.7821 | 15752.5129
Install or replace Lockshield valve to existing radiator | Item | 195 | 49.3668 | 9626.5357
Install pipe lagging to existing pipe work (any size) | M | 260 | 35.9032 | 9334.8225
Installed 15mm copper tubing either under floor or surface mounted | M | 390 | 24.3629 | 9501.5157
Installed 22mm copper tubing either under floor or surface mounted | M | 260 | 30.7741 | 8001.2764
Installed 28mm copper tubing either under floor or surface mounted | M | 195 | 37.1854 | 7251.1567
Removal of Tiled Surround / block up and plaster opening. Make good to floor including skirting to match and ventilation | Item | 10 | 673.1843 | 6731.8431
Condense Soakaway | Item | 15 | 168.2961 | 2524.4412
Condense Pump | Item | 15 | 269.2737 | 4039.1059
Y Plan Controls with 'Boiler Plus' Room Stat | Item | 30 | 560.9869 | 16829.6078
Boiler Plus Compliant Room Thermostat | Item | 30 | 179.5158 | 5385.4745
Heating Installation - Flues and Accessories | Unit | Qty | Rate | Total
Standard telescopic flue kit (350-570mm) - 100mm diameter - Horizontal RS Flue | Item | 52 | 336.5922 | 17502.7921
Long telescopic flue kit (570-790mm) - 100mm diameter - Horizontal RS Flue | Item | 52 | 336.5922 | 17502.7921
Extension flue kit (960mm) - 100mm diameter - Horizontal RS Flue | Item | 52 | 157.0763 | 8167.9697
2m flue extension - 100mm diameter - Horizontal RS Flue | Item | 52 | 314.1527 | 16335.9393
Short flue extension (220mm) - 100mm diameter - Horizontal RS Flue | Item | 26 | 123.4171 | 3208.8452
90 degree bend - 100mm diameter - Horizontal RS Flue | Item | 52 | 89.7579 | 4667.4112
45 degree bend - 100mm diameter - Horizontal RS Flue | Item | 39 | 121.8143 | 4750.7579
High level horizontal flue adaptor - 100mm diameter - Horizontal RS Flue | Item | 26 | 294.9188 | 7667.8899
Support bracket kit - 100mm diameter - Horizontal RS Flue | Item | 65 | 23.0806 | 1500.2393
Support bracket kit (6 pack) - 100mm diameter - Horizontal RS Flue | Item | 52 | 115.403 | 6000.9573
Support bracket kit (CDi Compact) - 100mm diameter - Horizontal RS Flue | Item | 26 | 28.2096 | 733.4503
Support bracket kit (CDi Compact) - 100mm diameter - Horizontal RS Flue | Item | 15 | 28.2096 | 423.1444
Standard telescopic flue kit - 125mm diameter - Horizontal RS Flue | Item | 52 | 217.9835 | 11335.1416
Extension flue kit (960mm) - 125mm diameter - Horizontal RS Flue | Item | 52 | 134.6369 | 7001.1169
90 degree bend - 125mm diameter - Horizontal RS Flue | Item | 39 | 115.403 | 4500.718
45 degree bend - 125mm diameter - Horizontal RS Flue | Item | 26 | 134.6369 | 3500.5584
High level horizontal flue adaptor - 125mm diameter - Horizontal RS Flue | Item | 26 | 365.4429 | 9501.5157
Support bracket kit - 125mm diameter - Horizontal RS Flue | Item | 26 | 25.6451 | 666.773
Support bracket kit (CDi Compact) - 125mm diameter - Horizontal RS Flue | Item | 26 | 28.2096 | 733.4503
Vertical 1,090mm balanced flue kit (inc adaptor) - 100mm diameter - Vertical RSF Flue | Item | 26 | 365.4429 | 9501.5157
Extension flue kit (960mm) - 100mm diameter - Vertical RSF Flue | Item | 52 | 89.7579 | 4667.4112
2m flue extension - 100mm diameter - Vertical RSF Flue | Item | 52 | 89.7579 | 4667.4112
Short flue extension - 100mm diameter - Vertical RSF Flue | Item | 26 | 70.5241 | 1833.6258
90 degree bend - 100mm diameter - Vertical RSF Flue | Item | 52 | 89.7579 | 4667.4112
45 degree bend - 100mm diameter - Vertical RSF Flue | Item | 26 | 121.8143 | 3167.1719
Flashing - flat roof - 100mm diameter - Vertical RSF Flue | Item | 26 | 121.8143 | 3167.1719
Flashing -pitched roof - 100mm diameter - Vertical RSF Flue | Item | 26 | 83.3466 | 2167.0124
Vertical 1,365mm balanced flue kit (inc adaptor) - 125mm diameter - Vertical RSF Flue | Item | 26 | 435.967 | 11335.1416
Extension flue kit (960mm) - 125mm diameter - Vertical RSF Flue | Item | 26 | 134.6369 | 3500.5584
90 degree bend - 125mm diameter - Vertical RSF Flue | Item | 39 | 115.403 | 4500.718
45 degree bend - 125mm diameter - Vertical RSF Flue | Item | 26 | 134.6369 | 3500.5584
Flashing - flat roof - 125mm diameter - Vertical RSF Flue | Item | 26 | 121.8143 | 3167.1719
Flashing -pitched roof - 125mm diameter - Vertical RSF Flue | Item | 26 | 83.3466 | 2167.0124
Plume management kit - Plume management system | Item | 130 | 160.282 | 20836.6573
Extension (1,000mm) - Plume management system | Item | 26 | 60.9072 | 1583.586
90 degree bend - Plume management system | Item | 52 | 51.2902 | 2667.0921
45 degree bend (pair) - Plume management system | Item | 26 | 51.2902 | 1333.5461
Plume management terminal guard round - Plume management system | Item | 260 | 58.9838 | 15335.7798
|  |  | Total | 2078168.3783

## Heating - System Boiler
Price Framework Heating
BASKET COST: - The installation rates are an all inclusive price to supply and fit a WORCESTER BOSCH / VAILLANT boiler to manufacturer's installation instructions. This is for framework purposes only. If a customer requires a different boiler manufacturer this requirement will be mini tendererd. The cost will also include:- the removal and disposal of all redundant equipment. Powerflush and water treatment certificate from independant laboratory to comply with boiler manufacturer's installation instructions and for a two (2) year warranty. Chemical cleaner / inhibitor. Re-routing gas carcas (as necessary) in 22 mm / up to a max of 3 mtres. Boiler installations to also include standard flue, condense fitted internally to avoid freezing. Adaption of flow and return, gas cold main and hot outlet on combi's and system boiliers. All associated builders work associated with the replacement of the boiler finished and prepared ready for decorating. All electrical works to comply with current regulations. Scaffolding up to 6 mtrs to be included in the price.
Heating Installation - System Boiler | Unit | Qty | Rate | Total
Worcester Bosch Greenstar 12i System (or Vaillant equivalent) | Item | 120 | 2820.9628 | 338515.5401
Worcester Bosch Greenstar 15i System (or Vaillant equivalent) | Item | 60 | 2718.3824 | 163102.942
Worcester Bosch Greenstar 18i System (or Vaillant equivalent) | Item | 60 | 2782.4952 | 166949.7095
ironhide | Unit | Qty | Rate | Total
Gas Supply - Meter to Boiler | Item | 72 | 426.3501 | 30697.2047
Gas Supply - Cooker | Item | 24 | 269.2737 | 6462.5694
Gas Supply - Flex Connector | Item | 24 | 168.2961 | 4039.1059
Gas Supply - Gas Fire | Item | 24 | 57.7015 | 1384.8363
Gas Supply / connection From adjacent point | Item | 60 | 57.7015 | 3462.0908
Radiators (7 No.) | Item | 40 | 2737.6162 | 109504.6482
Radiator +/- | Item | 40 | 392.6908 | 15707.634
Cross Bonding | Item | 240 | 44.879 | 10770.949
Provision of loft hatch | Item | 12 | 288.5076 | 3462.0908
Washing machine connection | Item | 12 | 96.1692 | 1154.0303
100mm insulation | M2 | 2400 | 20.5161 | 49238.624
200mm insulation | M2 | 2400 | 24.3629 | 58470.866
CO detector | Item | 240 | 44.879 | 10770.949
Single channel 7 day programmer with service interval | Item | 240 | 192.3384 | 46161.21
Room thermostat | Item | 240 | 76.9354 | 18464.484
Hercal Cylinder with immersion heater - 120 Litre | Item | 120 | 833.4663 | 100015.955
Hercal Cylinder with immersion heater - 150 Litre | Item | 120 | 1548.3239 | 185798.8703
Cold Water Storage Tank | Item | 12 | 762.9422 | 9155.3067
Storage Platform | Item | 12 | 403.9106 | 4846.9271
Install or replace TRV to existing radiator | Item | 180 | 46.1612 | 8309.0178
Install or replace Lockshield valve to existing radiator | Item | 180 | 28.2096 | 5077.7331
Install pipe lagging to existing pipe work (any size) | M | 240 | 20.5161 | 4923.8624
Installed 15mm copper tubing either under floor or surface mounted | M | 360 | 42.635 | 15348.6023
Installed 22mm copper tubing either under floor or surface mounted | M | 240 | 53.8547 | 12925.1388
Installed 28mm copper tubing either under floor or surface mounted | M | 180 | 65.0745 | 11713.407
Removal of Tiled Surround / block up and plaster opening. Make good to floor including skirting to match and ventilation | Item | 10 | 673.1843 | 6731.8431
Condense Soakaway | Item | 15 | 96.1692 | 1442.5378
Condense Pump | Item | 15 | 153.8707 | 2308.0605
Y Plan Controls with 'Boiler Plus' Room Stat | Item | 30 | 320.564 | 9616.9188
Boiler Plus Compliant Room Thermostat | Item | 30 | 179.5158 | 5385.4745
Heating Installation - Flues and Accessories | Unit | Qty | Rate | Total
Standard telescopic flue kit (350-570mm) - 100mm diameter - Horizontal RS Flue | Item | 48 | 336.5922 | 16156.4235
Long telescopic flue kit (570-790mm) - 100mm diameter - Horizontal RS Flue | Item | 48 | 336.5922 | 16156.4235
Extension flue kit (960mm) - 100mm diameter - Horizontal RS Flue | Item | 48 | 157.0763 | 7539.6643
2m flue extension - 100mm diameter - Horizontal RS Flue | Item | 48 | 314.1527 | 15079.3286
Short flue extension (220mm) - 100mm diameter - Horizontal RS Flue | Item | 24 | 123.4171 | 2962.011
90 degree bend - 100mm diameter - Horizontal RS Flue | Item | 48 | 89.7579 | 4308.3796
45 degree bend - 100mm diameter - Horizontal RS Flue | Item | 36 | 121.8143 | 4385.315
High level horizontal flue adaptor - 100mm diameter - Horizontal RS Flue | Item | 24 | 294.9188 | 7078.0522
Support bracket kit - 100mm diameter - Horizontal RS Flue | Item | 60 | 23.0806 | 1384.8363
Support bracket kit (6 pack) - 100mm diameter - Horizontal RS Flue | Item | 48 | 115.403 | 5539.3452
Support bracket kit (CDi Compact) - 125mm diameter - Horizontal RS Flue | Item | 48 | 28.2096 | 1354.0622
Support bracket kit (CDi Compact) - 125mm diameter - Horizontal RS Flue | Item | 48 | 28.2096 | 1354.0622
Standard telescopic flue kit - 125mm diameter - Horizontal RS Flue | Item | 36 | 217.9835 | 7847.4057
Extension flue kit (960mm) - 125mm diameter - Horizontal RS Flue | Item | 24 | 134.6369 | 3231.2847
90 degree bend - 125mm diameter - Horizontal RS Flue | Item | 24 | 115.403 | 2769.6726
45 degree bend - 125mm diameter - Horizontal RS Flue | Item | 24 | 134.6369 | 3231.2847
High level horizontal flue adaptor - 100mm diameter - Vertical RSF Flue | Item | 48 | 294.9188 | 14156.1044
Support bracket kit - 100mm diameter - Vertical RSF Flue | Item | 48 | 23.0806 | 1107.869
Support bracket kit (CDi Compact) - 100mm diameter - Vertical RSF Flue | Item | 24 | 28.2096 | 677.0311
Vertical 1,090mm balanced flue kit (inc adaptor) - 100mm diameter - Vertical RSF Flue | Item | 48 | 365.4429 | 17541.2598
Extension flue kit (960mm) - 100mm diameter - Vertical RSF Flue | Item | 24 | 89.7579 | 2154.1898
2m flue extension - 100mm diameter - Vertical RSF Flue | Item | 24 | 89.7579 | 2154.1898
Short flue extension - 100mm diameter - Vertical RSF Flue | Item | 24 | 70.5241 | 1692.5777
90 degree bend - 125mm diameter - Vertical RSF Flue | Item | 24 | 115.403 | 2769.6726
45 degree bend - 125mm diameter - Vertical RSF Flue | Item | 24 | 134.6369 | 3231.2847
Flashing - flat roof - 125mm diameter - Vertical RSF Flue | Item | 36 | 121.8143 | 4385.315
Flashing -pitched roof - 125mm diameter - Vertical RSF Flue | Item | 24 | 83.3466 | 2000.3191
Vertical 1,365mm balanced flue kit (inc adaptor) - 125mm diameter - Vertical RSF Flue | Item | 24 | 435.967 | 10463.2076
Extension flue kit (960mm) - 125mm diameter - Vertical RSF Flue | Item | 24 | 134.6369 | 3231.2847
90 degree bend - Plume management system | Item | 120 | 51.2902 | 6154.828
45 degree bend - Plume management system | Item | 24 | 51.2902 | 1230.9656
Flashing - flat roof - Plume management system | Item | 48 | 121.8143 | 5847.0866
Flashing -pitched roof - Plume management system | Item | 24 | 83.3466 | 2000.3191
Plume management kit - Plume management system | Item | 240 | 160.282 | 38467.675
Extension (1,000mm) - Plume management system | Item | 24 | 60.9072 | 1461.7717
90 degree bend - Plume management system | Item | 48 | 51.2902 | 2461.9312
45 degree bend (pair) - Plume management system | Item | 24 | 51.2902 | 1230.9656
Plume management terminal guard round - Plume management system | Item | 240 | 58.9838 | 14156.1044
|  |  | Total | 1660872.6426

## Heating - Regular Boiler
Price Framework Heating
BASKET COST: - The installation rates are an all inclusive price to supply and fit a WORCESTER BOSCH / VAILLANT boiler to manufacturer's installation instructions. This is for framework purposes only. If a customer requires a different boiler manufacturer this requirement will be mini tendererd. The cost will also include:- the removal and disposal of all redundant equipment. Powerflush and water treatment certificate from independant laboratory to comply with boiler manufacturer's installation instructions and for a two (2) year warranty. Chemical cleaner / inhibitor. Re-routing gas carcas (as necessary) in 22 mm / up to a max of 3 mtres. Boiler installations to also include standard flue, condense fitted internally to avoid freezing. Adaption of flow and return, gas cold main and hot outlet on combi's and system boiliers. All associated builders work associated with the replacement of the boiler finished and prepared ready for decorating. All electrical works to comply with current regulations. Scaffolding up to 6 mtrs to be included in the price.
Heating Installation - Regular Boiler | Unit | Qty | Rate | Total
Worcester Bosch Greenstar 15Ri (or Vaillant equivalent) | Item | 50 | 4757.1691 | 237858.4571
Worcester Bosch Greenstar 18Ri (or Vaillant equivalent) | Item | 25 | 4869.3665 | 121734.1632
Worcester Bosch Greenstar 24Ri (or Vaillant equivalent) | Item | 25 | 5161.0797 | 129026.9933
Heating Installation - Additional SOR's | Unit | Qty | Rate | Total
Gas Supply - Meter to Boiler | Item | 30 | 426.3501 | 12790.5019
Gas Supply - Cooker | Item | 10 | 269.2737 | 2692.7373
Gas Supply - Flex Connector | Item | 10 | 168.2961 | 1682.9608
Gas Supply - Gas Fire | Item | 10 | 57.7015 | 577.0151
Gas Supply / connection From adjacent point | Item | 25 | 57.7015 | 1442.5378
Radiators (7 No.) | Item | 20 | 2737.6162 | 54752.3241
Radiator +/- | Item | 20 | 392.6908 | 7853.817
Cross Bonding | Item | 100 | 44.879 | 4487.8954
Provision of loft hatch | Item | 5 | 288.5076 | 1442.5378
Washing machine connection | Item | 5 | 96.1692 | 480.8459
100mm insulation | M2 | 1000 | 20.5161 | 20516.0933
200mm insulation | M2 | 1000 | 24.3629 | 24362.8608
CO detector | Item | 100 | 44.879 | 4487.8954
Single channel 7 day programmer with service interval | Item | 100 | 192.3384 | 19233.8375
Room thermostat | Item | 100 | 76.9354 | 7693.535
Hercal Cylinder with immersion heater - 120 Litre | Item | 50 | 833.4663 | 41673.3146
Hercal Cylinder with immersion heater - 150 Litre | Item | 50 | 1548.3239 | 77416.196
Feed & Expansion Tank - Hot Water | Item | 100 | 336.5922 | 33659.2156
Cold Water Storage Tank | Item | 5 | 762.9422 | 3814.7111
Storage Platform | Item | 5 | 230.8061 | 1154.0303
Install or replace TRV to existing radiator | Item | 75 | 46.1612 | 3462.0908
Install or replace Lockshield valve to existing radiator | Item | 75 | 28.2096 | 2115.7221
Install pipe lagging to existing pipe work (any size) | M | 100 | 35.9032 | 3590.3163
Installed 15mm copper tubing either under floor or surface mounted | M | 150 | 42.635 | 6395.251
Installed 22mm copper tubing either under floor or surface mounted | M | 100 | 53.8547 | 5385.4745
Installed 28mm copper tubing either under floor or surface mounted | M | 75 | 65.0745 | 4880.5863
Removal of Tiled Surround / block up and plaster opening. Make good to floor including skirting to match and ventilation | Item | 10 | 384.6768 | 3846.7675
Condense Soakaway | Item | 15 | 96.1692 | 1442.5378
Condense Pump | Item | 15 | 153.8707 | 2308.0605
Y Plan Controls with 'Boiler Plus' Room Stat | Item | 30 | 320.564 | 9616.9188
Boiler Plus Compliant Room Thermostat | Item | 30 | 179.5158 | 5385.4745
Heating Installation - Flues and Accessories | Unit | Qty | Rate | Total
Standard telescopic flue kit (350-570mm) - 100mm diameter - Horizontal RS Flue | Item | 48 | 336.5922 | 16156.4235
Long telescopic flue kit (570-790mm) - 100mm diameter - Horizontal RS Flue | Item | 48 | 336.5922 | 16156.4235
Extension flue kit (960mm) - 100mm diameter - Horizontal RS Flue | Item | 48 | 157.0763 | 7539.6643
2m flue extension - 100mm diameter - Horizontal RS Flue | Item | 48 | 314.1527 | 15079.3286
Short flue extension (220mm) - 100mm diameter - Horizontal RS Flue | Item | 24 | 123.4171 | 2962.011
90 degree bend - 100mm diameter - Horizontal RS Flue | Item | 48 | 89.7579 | 4308.3796
45 degree bend - 100mm diameter - Horizontal RS Flue | Item | 36 | 121.8143 | 4385.315
High level horizontal flue adaptor - 100mm diameter - Horizontal RS Flue | Item | 24 | 294.9188 | 7078.0522
Support bracket kit - 100mm diameter - Horizontal RS Flue | Item | 60 | 23.0806 | 1384.8363
Support bracket kit (6 pack) - 100mm diameter - Horizontal RS Flue | Item | 48 | 115.403 | 5539.3452
Standard telescopic flue kit - 125mm diameter - Horizontal RS Flue | Item | 48 | 217.9835 | 10463.2076
Extension flue kit (960mm) - 125mm diameter - Horizontal RS Flue | Item | 48 | 134.6369 | 6462.5694
90 degree bend - 125mm diameter - Horizontal RS Flue | Item | 36 | 115.403 | 4154.5089
45 degree bend - 125mm diameter - Horizontal RS Flue | Item | 24 | 134.6369 | 3231.2847
High level horizontal flue adaptor - 125mm diameter - Horizontal RS Flue | Item | 24 | 365.4429 | 8770.6299
Support bracket kit - 125mm diameter - Horizontal RS Flue | Item | 24 | 25.6451 | 615.4828
Vertical balanced flue kit (inc adaptor) - 100mm diameter - Vertical RSF Flue | Item | 48 | 365.4429 | 17541.2598
Extension flue kit (960mm) - 100mm diameter - Vertical RSF Flue | Item | 48 | 89.7579 | 4308.3796
Short flue extension (220mm) - 100mm diameter - Vertical RSF Flue | Item | 24 | 70.5241 | 1692.5777
90 degree bend - 100mm diameter - Vertical RSF Flue | Item | 48 | 89.7579 | 4308.3796
45 degree bend - 100mm diameter - Vertical RSF Flue | Item | 24 | 121.8143 | 2923.5433
Flashing - flat roof - 100mm diameter - Vertical RSF Flue | Item | 24 | 121.8143 | 2923.5433
Flashing -pitched roof - 100mm diameter - Vertical RSF Flue | Item | 24 | 83.3466 | 2000.3191
Vertical balanced flue kit (inc adaptor) - 125mm diameter - Vertical RSF Flue | Item | 24 | 435.967 | 10463.2076
Extension flue kit (960mm) - 125mm diameter - Vertical RSF Flue | Item | 24 | 134.6369 | 3231.2847
90 degree bend - 125mm diameter - Vertical RSF Flue | Item | 36 | 115.403 | 4154.5089
45 degree bend - 125mm diameter - Vertical RSF Flue | Item | 24 | 134.6369 | 3231.2847
Flashing - flat roof - 125mm diameter - Vertical RSF Flue | Item | 24 | 121.8143 | 2923.5433
Flashing - pitched roof - 125mm diameter - Vertical RSF Flue | Item | 24 | 83.3466 | 2000.3191
Plume management kit - Plume management system | Item | 120 | 160.282 | 19233.8375
Extension (1,000mm) - Plume management system | Item | 24 | 60.9072 | 1461.7717
90 degree bend - Plume management system | Item | 48 | 51.2902 | 2461.9312
45 degree bend (pair) - Plume management system | Item | 24 | 51.2902 | 1230.9656
Plume management terminal guard round - Plume management system | Item | 240 | 58.9838 | 14156.1044
|  |  | Total | 1073797.8999

## Kitchens
Price Framework Kitchens
Kitchen Renewal Basket Rates | Unit | Qty | Rate for Howdens Greenwich | Total
KITCHEN: RENEW TO SPECIFICATION - all works in accordance with Specification for Kitchen Renewals and standard list of inclusions within the all-in rate. Kitchen units not exceeding 6 nr, < 5m² | Item | 10 | 7931.2836 | 79312.8361
KITCHEN: RENEW TO SPECIFICATION with gross floor area, inc. all works in accordance with Specification for Kitchen Renewals and standard list of inclusions within the all-in rate. Kitchen units 10-11 nr, area 5 to 10m² | Item | 80 | 9634.2232 | 770737.8578
KITCHEN: RENEW TO SPECIFICATION with gross floor area, inc. all works in accordance with Specification for Kitchen Renewals and standard list of inclusions within the all-in rate. Kitchen units 8-9 nr, area 5 to 10m² | Item | 80 | 8412.8502 | 673028.0142
KITCHEN: RENEW TO SPECIFICATION with gross floor area, inc. all works in accordance with Specification for Kitchen Renewals and standard list of inclusions within the all-in rate. Kitchen units 6-7 nr, area 5 to 10m² | Item | 80 | 8241.2369 | 659298.9523
KITCHEN: RENEW TO SPECIFICATION with gross floor area, inc. all works in accordance with Specification for Kitchen Renewals and standard list of inclusions within the all-in rate. Kitchen units 10-11 nr, area 10 - 15m² | Item | 15 | 9074.8686 | 136123.0291
KITCHEN: RENEW TO SPECIFICATION with gross floor area, inc. all works in accordance with Specification for Kitchen Renewals and standard list of inclusions within the all-in rate. Kitchen units 8-9 nr, area 10 - 15m² | Item | 15 | 8893.0858 | 133396.2864
KITCHEN: RENEW TO SPECIFICATION with gross floor area, inc. all works in accordance with Specification for Kitchen Renewals and standard list of inclusions within the all-in rate. Kitchen units 6-7 nr, area 10 - 15m² | Item | 20 | 8565.2476 | 171304.9513
KITCHEN: RENEW TO SPECIFICATION with gross floor area, inc. all works in accordance with Specification for Kitchen Renewals and standard list of inclusions within the all-in rate. Kitchen units 10-11 nr, area 15 - 20m² | Item | 5 | 9074.8686 | 45374.343
KITCHEN: RENEW TO SPECIFICATION with gross floor area, inc. all works in accordance with Specification for Kitchen Renewals and standard list of inclusions within the all-in rate. Kitchen units 8-9 nr, area 15 - 20m² | Item | 5 | 8893.0858 | 44465.4288
KITCHEN: RENEW TO SPECIFICATION with gross floor area, inc. all works in accordance with Specification for Kitchen Renewals and standard list of inclusions within the all-in rate. Kitchen units 6-7 nr, area 15 - 20m² | Item | 5 | 8565.2476 | 42826.2378
Kicthen Renewal Additional Bespoke Rates | Unit | Qty | Rate for Howdens | Total
Extra over kitchen wall unit above maximum number included in Basket Rate eg. more than 11 nr units for a kitchen 5-10 m² (note double units count as 2 units) | Item | 20 | 257.2808 | 5145.6157
Extra over kitchen floor unit above maximum number included in Basket Rate eg. more than 11 nr units for a kitchen 5-10 m² (note double units count as 2 units) | Item | 20 | 227.2234 | 4544.4685
Extra over for a full drawer unit, in place of standard floor unit. | Item | 20 | 334.0341 | 6680.6811
Kicthen Renewal Additional Bespoke Rates | Unit | Qty |  | Total
REMOVE SINGLE LARDER: complete inc. all making good, plastering, architraves & decorating finish. | Item | 15 | 289.1538 | 4337.3073
REMOVE DOUBLE LARDER: complete inc. all making good, plastering, architraves & decorating finish. | Item | 5 | 370.5822 | 1852.911
Extra over cost to supply and fit FD30 fire door to kitchen. Including frame, hinges and door handles. Allow to prime, undercoat and gloss topcoat. FIRAS Certification to be provided to Client. | Item | 5 | 1602.8198 | 8014.099
Extra over cost to supply and fit FD30s fire door to kitchen. Including frame, hinges and door handles. Allow to prime, undercoat and gloss topcoat. FIRAS Certification to be provided to Client. | Item | 5 | 1602.8198 | 8014.099
Extra over cost to supply and fit FD60 fire door to kitchen. Including frame, hinges and door handles. Allow to prime, undercoat and gloss topcoat. FIRAS Certification to be provided to Client. | Item | 5 | 1795.1582 | 8975.7908
Extra over cost to supply and fit FD60s fire door to kitchen. Including frame, hinges and door handles. Allow to prime, undercoat and gloss topcoat. FIRAS Certification to be provided to Client. | Item | 5 | 1795.1582 | 8975.7908
Supply and fit intumescent pipe collar to be fixed as per manufacturers installation instructions. Thoroughly clean pipe. Seal the opening around the pipe using intumescent sealant or fire compound/mortar. Close collar around pipe, attach fastening hooks and secure to wall using expanding steel anchors as per manufacturers instruction. Apply label with details of the integrity and date of installation - mechanically fixed - for use with PVC or similar pipes (32mm-64mm dia) - minimum integrity 120 minutes. The required FIRAS certification is to be provided to the Client. | Item | 5 | 106.4662 | 532.3311
Supply and fit intumescent pipe collar to be fixed as per manufacturers installation instructions. Thoroughly clean pipe. Seal the opening around the pipe using intumescent sealant or fire compound/mortar. Close collar around pipe, attach fastening hooks and secure to wall using expanding steel anchors as per manufacturers instruction. Apply label with details of the integrity and date of installation mechanically fixed - for use with PVC or similar pipes (64mm - 115mm dia) - minimum integrity 120 minutes. The required FIRAS certification is to be provided to the Client. | Item | 5 | 106.4662 | 532.3311
Supply and install intumescent pipe wrap as per manufacturers installation instructions. Fold wrap around pipe. Slide into opening ensuring tight fit and seal with intumescent sealant or fire compound/mortar ensuring flush smooth finish with compartment floor or wall. Apply label with details of the integrity and date of installation - for use with PVC or similar pipes +115mm dia - minimum integrity 120 minutes. The required FIRAS certification is to be provided to the Client. | Item | 5 | 95.0413 | 475.2066
PLASTER REPAIR: Renew defective or apply new sand/cement render or bonding + skim coat finish inc. hack off existing, PVA bonding solution and renew including all preparation, plaster beads, eml, joints to existing surfaces etc. | m2 | 50 | 61.3206 | 3066.0276
PLASTER SKIM REPAIR: Renew defective or apply new skim coat of plaster inc. hack off existing, PVA bonding solution and renew including all preparation, plaster beads, eml, joints to existing surfaces etc. | m2 | 50 | 44.7025 | 2235.1258
RENEW RADIATOR IN EXISTING POSITION Inc. thermostatic radiator valves, draining down and refilling etc. | Item | 10 | 279.183 | 2791.83
RENEW RADIATOR IN NEW LOCATION (WITHIN SAME ROOM): Inc. alteration/extending pipework, thermostatic radiator valves, draining down and refilling etc. | Item | 10 | 352.3024 | 3523.0235
UPGRADE CCU: Inc. meter tails if required, together with MCB’s, RCD’s, testing & certificates. | Item | 10 | 710.421 | 7104.2102
PLASTERBOARD (12.5mm): Renew or supply new to walls on dabs, scrim joints and 3mm plaster skim coat inc. PVA bonding solution, support battens, noggins etc and leave ready for decorating. | m2 | 20 | 34.8979 | 697.9575
THERMAL BOARD (50mm): Renew or supply new to walls on dabs, in accordance with manufacturer’s instructions, scrim joints and 3mm plaster skim coat inc. PVA bonding solution, support battens, noggins etc and leave ready for decorating. | m2 | 20 | 46.5305 | 930.61
CEILING PLASTERBOARD (12.5mm): Renew or supply new to ceiling, scrim joints and 3mm skim coat plaster inc. PVA bonding solution, additional support battens, noggins to joists and leave ready for decorating. | m2 | 20 | 37.3075 | 746.1498
WINDOW FRAME: Renew cover fillet fixed with approved adhesive internally to door/window. | lm | 15 | 9.1399 | 137.0988
STACK: Renew length or section of external soil stack, renew or refix clips as necessary, including cut and make joints, make good to structure and finishes and test. | lm | 5 | 33.2915 | 166.4573
DOOR: Renew internal door, include new hinges, ironmongery, priming and decoration. | Item | 10 | 289.1538 | 2891.5382
STOPCOCK: Renew any size stopcock connected to any type of pipework including locate supply and turn water off/on, drain down/refill, adjust pipework as necessary and test. Allow for electric cut off device. | Item | 10 | 94.7228 | 947.228
TAP: Renew brass bib tap and back plate elbow fixed to wall or backboard with hose union loose key head and drain-cock, non return valve including locate, turn off/on water mains supply and test. | Item | 5 | 55.5181 | 277.5904
VENT: Supply and fit new vent pipe through existing roof covering, allow to connect to extract fan, make good to roof covering weathering in etc. | Item | 10 | 423.7599 | 4237.5991
SOCKET: Isolate/reconnect supply, install new 13 amp double socket outlet, connect to existing ring main, in mini-trunking or rigid PVC conduit, n.e. 10.00m tests, certificate, make good. | Item | 20 | 805.9747 | 16119.4945
FUSED SPUR: Isolate/reconnect supply, install new 13 amp fused spur and outlet, connect to existing ring main, in mini-trunking or rigid PVC conduit n.e. 10.00m, tests, provide certificate, make good. | Item | 10 | 144.5769 | 1445.7691
BOX-IN: exposed pipework with 12mm WBP plywood, ready to receive decorations. | LM | 20 | 82.2593 | 1645.1855
STAIN BLOCK: Apply one coat of stain block to wall/ceiling strictly in accordance with the manufacturers instructions. | m2 | 50 | 22.6698 | 1133.4885
GAS COOKER: Isolate supply to any gas point, remove existing fitting, alter/extend existing supply pipe with copper pipe and fittings, fix bent or straight bayonet socket fitting, reconnect cooker, test and provide gas certificate. | LM | 10 | 37.3075 | 373.0749
CILL: Remove existing window cill, clear away debris and form new softwood cill, seal edges, prepare prime and decorate. | LM | 10 | 63.1485 | 631.4854
PARTITION: Construct stud partition comprising ne 50x100mm members fixed to walls, pack out and scribe, 12.5mm butt jointed plasterboard and 3mm plaster skim coat and all labours to both faces. | m2 | 20 | 117.9881 | 2359.7611
ROOM:STRIP PAINTED PAPER UPTO 20SM CEILING AREA | Item | 10 | 202.9893 | 2029.893
SMOKE DETECTOR: Supply, install and connect AICO smoke detector (hard wired and radio linked). | Item | 10 | 244.2851 | 2442.8512
CONSUMER UNIT: Replace and install new Consumer unit | Item | 10 | 859.9833 | 8599.8334
EXTRACTOR FAN: Supply and fit new condensation controlled extract fan with fused spur outlet with with Envirovent Filterless Extract | Item | 15 | 583.293 | 8749.3957
DUCT: Form access panel in duct casing, cut out for and fix heavy duty plastic hinged access panel inc. all additional framing and make good decorations. | Item | 5 | 64.7826 | 323.9132
Extra over cost for each additional required LED Spotlight, in excess of those stated within the Specification | Item | 10 | 149.5623 | 1495.6232
Extra over cost for larder unit | Item | 20 | 352.3024 | 7046.0471
Extra over cost for oven housing unit uncl fitting/wiring appliance provided by others | Item | 10 | 623.1763 | 6231.7634
Extra over cost to remove internal door and frame, fill opening with blockwork, plaster both sides, extend skirting, decorate with one mist and two full coats of emulsion. | Item | 5 | 348.9787 | 1744.8937
Extra over cost to remove existing plaster wall and apply new plaster and skim coat, 13mm thick to brick or block (3m² included in kitchen rates) | m² | 10 | 30.6603 | 306.6028
Extra over cost for making good plasterboard, including additional timber noggins and packers where tiles removed. | m² | 10 | 34.8979 | 348.9787
Extra over cost to move individual single or twin socket outlets. | Nr | 10 | 91.3992 | 913.992
Extra over cost to reposition existing electric consumer unit within 1m of current location. (Item only applies if no electrical works required as house rewire carried out under separate contract). | Item | 5 | 373.9058 | 1869.529
Extra over cost for Electrical Installation Condition Report. | Item | 10 | 157.8713 | 1578.7134
Extra over cost for removing existing airbrick, replacing with new bricks and making good. | Item | 10 | 41.5451 | 415.4509
Extra over cost for stripping wallpaper to walls. | m² | 20 | 14.7901 | 295.801
Remove and replace all access panels and service ducts including fire stopping replacement. | m² | 5 | 206.0636 | 1030.3182
Extra over cost for relocating existing radiator, new thermostatic and balancing valves, reconnecting to existing heating pipework, including alteration and adaptation to pipework. | Item | 10 | 207.7254 | 2077.2545
Extra over cost for new gas carcassing in situations where gas cooker relocated. | Item | 10 | 240.9615 | 2409.6152
Extra over cost to remove and dispose of existing asbestos containing textured coated plasterboard ceiling plus skim coat. Include battens as necessary, asbestos enclosures and an asbestos clearance air test. | Item | 10 | 961.6919 | 9616.9188
Extra over for removing and disposing of asbestos containing floor covering. Include providing an asbestos enclosure and an asbestos clearance test. | Item | 30 | 961.6919 | 28850.7563
Extra over cost to remove and dispose of existing asbestos textured coating scrape material | Item | 50 | 70.5241 | 3526.2035
Saving if decoration vouchers or packs issued to tenant or leaseholder and redecoration of kitchen omitted. Please state one rate to apply for all kitchens. | Item | 5 | -102.5805 | -512.9023
Saving if no electrical works required as full house rewire carried out. Note: Contractor still to allow for earth bonding and cross bonding. | Item | 10 | -384.6768 | -3846.7675
Saving if vinyl floor not required due to tenant or leaseholder having installed tile or laminate floor. | Item | 5 | -32.0564 | -160.282
Saving - kitchen wall/floor unit below minimum number included in Basket Rates eg. less than 6 nr units for a kitchen 5-10m² | Item | 20 | -19.2338 | -384.6768
2954408.9937

## Bathrooms
Price Framework Bathrooms
Bathroom Renewal Basket Rates | Unit | Qty | Rate | Total
BATHROOM: RENEWAL TO SPECIFICATION INCLUDING WC inc. all works in accordance with Specification for Bathroom Renewals and standard list of inclusions within the all-in rate. | Item | 180 | 6544.2431 | 1177963.7605
BATHROOM: RENEWAL TO SPECIFICATION EXCLUDING WC inc. all works in accordance with Specification for Bathroom Renewals (no WC Suite) and standard list of inclusions in all in rate. | Item | 45 | 6173.0275 | 277786.2369
BATHROOM: RENEWAL TO SPECIFICATION WITH SHOWER TRAY INCLUDING WC inc. all works in accordance with Specification for Bathroom Renewals with step in shower tray in lieu of bath, no WC suite and standard list of inclusions in all in rate. | Item | 5 | 6963.2176 | 34816.0882
BATHROOM: RENEWAL TO SPECIFICATION WITH SHOWER TRAY EXCLUDING WC inc. all works in accordance with Specification for Bathroom Renewals with level access shower tray in lieu of bath and standard list of inclusions in-all in rate. | Item | 2 | 6255.1129 | 12510.2258
WC: RENEWAL TO SPECIFICATION INCLUDING WHB inc. all works in accordance with Specification for Bathroom Renewals and standard list of inclusions in all-in rate. | Item | 5 | 1782.1604 | 8910.8018
WC: RENEWAL TO SPECIFICATION EXCLUDING WHB inc. all works in accordance with Specification for Bathroom Renewals and standard list of inclusions in all in rate. | Item | 5 | 1471.0595 | 7355.2973
WET ROOM: CREATE IN LIEU OF BATHROOM INCLUDING WHB all works in accordance with Specification for Bathroom Renewals and standard list of inclusions in all in rate. | Item | 20 | 8148.9519 | 162979.0385
0
Bathroom Renewal Additional Bespoke Rates | Unit | Qty | Rate | Total
TAKE DOWN/DEMOLISH: partition wall, make good to wall, ceiling and floor. | Item | 5 | 415.4509 | 2077.2545
DOOR: Remove Bathroom and WC door and frames (where rooms are adjacent to each other). Remove surrounding wall as required and reform wall with door opening to take lining for door up to 835mm. | Item | 5 | 548.3952 | 2741.9759
PLASTER REPAIR: Renew defective or apply new sand/cement render or bonding + skim coat finish inc. hack off existing, PVA bonding solution and renew including all preparation, plaster beads, eml, joints to existing surfaces etc. | m2 | 20 | 61.3206 | 1226.411
PLASTER SKIM REPAIR: Renew defective or apply new skim coat of plaster inc. hack off existing, PVA bonding solution and renew including all preparation, plaster beads, eml, joints to existing surfaces etc. | m2 | 20 | 44.7025 | 894.0503
RENEW RADIATOR IN EXISTING POSITION Inc. thermostatic radiator valves, draining down and refilling etc. | Item | 5 | 262.565 | 1312.8248
RENEW RADIATOR IN NEW LOCATION (WITHIN SAME ROOM): Inc. alteration/extending pipework, thermostatic radiator valves, draining down and refilling etc. | Item | 10 | 352.3024 | 3523.0235
UPGRADE CCU: inc. meter tails if required, together with MCB’s, RCD’s, testing & certificates. | Item | 5 | 1005.3912 | 5026.9558
PLASTERBOARD (12.5mm): Renew or supply new to walls on dabs, scrim joints and 3mm plaster skim coat inc. PVA bonding solution, support battens, noggins etc and leave ready for decorating. | m2 | 25 | 34.8979 | 872.4469
THERMAL BOARD (50mm): Renew or supply new to walls on dabs, in accordance with manufacturer’s instructions, scrim joints and 3mm plaster skim coat inc. PVA bonding solution, support battens, noggins etc and leave ready for decorating. | m2 | 10 | 46.5305 | 465.305
CEILING PLASTERBOARD (12.5mm): Renew or supply new to ceiling, scrim joints and 3mm skim coat plaster inc. PVA bonding solution, additional support battens, noggins to joists and leave ready for decorating. | m2 | 10 | 37.3075 | 373.0749
WINDOW FRAME: Renew cover fillet fixed with approved adhesive internally to door/window. | LM | 15 | 9.1399 | 137.0988
STACK: Renew length or section of external soil stack, renew or refix clips as necessary, including cut and make joints, make good to structure and finishes and test. | LM | 5 | 33.2915 | 166.4573
DOOR: Renew internal door, include new hinges, ironmongery, priming and decoration. | Item | 10 | 289.1538 | 2891.5382
STOPCOCK: Renew any size stopcock connected to any type of pipework including locate supply and turn water off/on, drain down/refill, adjust pipework as necessary and test. | Item | 5 | 126.2971 | 631.4854
PUMP: Supply & Fit quiet waste pump. Discharge pump into existing waste pipework inc. cabling, fused spur outlet, include for all flow switches and filters and connections. | Item | 5 | 992.0967 | 4960.4836
EXTRACTOR FAN: Supply and fit new condensation controlled extract fan with fused spur outlet with with Envirovent Filterless Extract | Item | 15 | 583.293 | 8749.3957
VENT: Supply and fit new vent pipe through existing roof covering, allow to connect to extract fan, make good to roof covering weathering in etc. Include for new Envirovent ceiling recess kit or inline kit. | Item | 5 | 423.7599 | 2118.7995
BOX-IN: exposed pipework with 12mm WBP plywood, ready to receive decorations. | LM | 10 | 109.679 | 1096.7903
ROOM STRIP PAPER: Strip off and remove all decorative and/or lining paper and remove from site and leave walls ready to receive decoration. | Item | 30 | 127.3634 | 3820.9018
STAIN BLOCK: Apply one coat of stain block to wall/ceiling strictly in accordance with the manufacturers instructions. | m2 | 15 | 22.6698 | 340.0466
CILL: Remove existing window cill, clear away debris and form new softwood cill, seal edges, prepare prime and decorate. | LM | 10 | 63.1485 | 631.4854
PARTITION: Construct stud partition comprising ne 50x100mm members fixed to walls, pack out and scribe, 12.5mm butt jointed plasterboard and 3mm plaster skim coat and all labours to both faces. | m2 | 15 | 117.9881 | 1769.8208
DUCT: Form access panel in existing duct casing, cut out for and fix heavy duty plastic hinged access panel, inc. additional framing and make good decorations. | Item | 5 | 64.7826 | 323.9132
Extra over cost for turning bath round to opposite hand as required and any additional pipework; | Item | 5 | 74.7812 | 373.9058
Extra over cost for over bath electric shower | Item | 25 | 1241.3673 | 31034.1815
Extra over cost for walk-in shower in lieu of bath | Item | 1 | 2534.2504 | 2534.2504
Extra over cost for shower cubicle in lieu of bath | Item | 1 | 1658.48 | 1658.48
Extra over cost of demolishing wall between bathroom and separate WC to create single room | Item | 5 | 423.7599 | 2118.7995
Extra over cost to remove existing plasterboard ceiling and to provide new plasterboard ceiling plus skim coat. Include replacement of battens as necessary. | m² | 15 | 38.2215 | 573.3222
Extra over cost for Electrical Installation Condition Report. | Item | 10 | 236.807 | 2368.0701
Extra over cost for relocating existing radiator, new thermostatic and balancing valves, reconnecting to existing heating pipework, including alteration and adaptation to pipework. | Item | 10 | 207.7254 | 2077.2545
Extra over cost to remove and dispose of existing asbestos containing textured coated plasterboard ceiling and to provide new plasterboard ceiling plus skim coat. Include replacement of battens as necessary, asbestos enclosures and an asbestos clearance air test. | Item | 10 | 108.9917 | 1089.9175
Extra over cost to remove and dispose of asbestos WC cistern. | Nr | 5 | 64.1128 | 320.564
Extra over cost to remove and dispose of asbestos WC seat. | Nr | 5 | 32.0564 | 160.282
Extra over cost to remove and dispose of asbestos bath panel. | Nr | 5 | 96.1692 | 480.8459
Extra over cost for asbestos reassurance air test. | Nr | 10 | 384.6768 | 3846.7675
Extra over cost for bath end panel | Item | 5 | 23.0806 | 115.403
Extra over cost for 1600 steel bath in lieu of 1700 steel bath | Item | 5 | 32.0564 | 160.282
Extra over cost for 1500 steel bath in lieu of 1700 steel bath | Item | 5 | 32.0564 | 160.282
Saving for installing a gravity shower as opposed to an electric shower | Item | 5 | -89.4758 | -447.3791
Saving on over bath shower if tenant/leaseholder supplies own shower (Contractor to install shower). | Item | 2 | -153.8707 | -307.7414
Saving if decoration vouchers or pack issued to tenant or leaseholder and redecoration of bathroom / WC omitted. Please state one rate to apply to all bathrooms/WC’s. | Item | 10 | -102.5805 | -1025.8047
Saving if vinyl floor not required due to tenant or leaseholder having installed tile or laminate floor. | Item | 2 | -32.0564 | -64.1128
Saving if no electrical works required as recent house rewire carried out by others. Note: Contractor still to allow for earth bonding and cross bonding. | Item | 5 | -256.4512 | -1282.2558
|  |  | Total | 1774418.3023

## Aids and Adaptations
Price Framework - Aids and Adaptations Schedule of Rates
Description | Unit | Qty | Rate | Total
GRAB BAR
GRAB BAR:SUPPLY NE 610MM STRAIGHT Grab Bar:Supply and fix 32mm diameter, 2 flange proprietary straight grab bar ne 610mm long of any type specified by Client Representative, fixed to any background, all plugging, make good. | Nr | 15 | 110.8089 | 1662.133
GRAB BAR:SUPPLY NE 1219MM STRAIGHT Grab Bar:Supply and fix 32mm diameter, 3 flange proprietary straight grab bar ne 1219mm long of any type specified by Client Representative, fixed to any background all plugging, make good. | Nr | 10 | 183.1981 | 1831.9812
GRAB BAR:SUPPLY FOLD UP Grab Bar:Supply and fix 32mm diameter, proprietary fold up rail with adjustable support leg of any type specified by Client Representative, fixed to any background all plugging and make good finishes. | Nr | 5 | 308.5631 | 1542.8154
GRAB BAR:REMOVE AND REFIX Grab Bar:Remove any type of grab bar and refix in new position to any background wall and floor including all plugging and make good. | Nr | 15 | 28.4928 | 427.3917
GRAB BAR:SUPPLY VERTICAL POLE Grab Bar:Supply and fix 35mm diameter, 2 flange proprietary vertical pole grab bar average length 2.70m of any type specified by Client Representative, fixed to any background, make good. | Nr | 5 | 377.1381 | 1885.6905
WC
WC PAN:INSTALL WC PLINTH WC Pan:Remove existing wc suit and reinstall on new wc plinth ne 100mm high including all connections and associated works make good floor finishes. | Nr | 20 | 106.2169 | 2124.3389
WC: SUPPLY AND FIT NEW RAISED HEIGHT Supply and fit raised height WC pan in existing position. Alter/extend existing supplies and connect to foul drainage. Fit isolation valve as necessary. | Nr | 10 | 322.4672 | 3224.6717
PUMP: SUPPLY AND FIT QUIET WASTE PUMP Supply & Fit quiet waste pump. Discharge pump into existing waste pipework. Connect electrics to adjacent Fused Spur Outlet, include for all flow switches and filters. | Nr | 5 | 449.1179 | 2245.5896
DOORS
DOOR:CHANGE INWARD TO OUT OPENING Door:Change operation of inward opening door to outward opening, remove door and rehang, remove and refix stops, relocate lock or latch keep and make good, redecorate to match existing. | Nr | 5 | 89.6349 | 448.1744
EXTERNAL DOOR ADJUST Adjust for wheelchair Remove existing external door and frame, adjust opening including existing cill and threshold and refix door and frame to achiev level access suitable for wheelchair use. Infill above door and make good decorations | Nr | 3 | 426.9189 | 1280.7568
DEMOLITION: DOORS/PARTITION Remove Bathroom and WC door and frame (where rooms are adjacent to each other). Remove surrounding wall as necessary. Reform wall with door opening to take lining for any door up to 835mm. Infill studwork with fibreglass and line both sides with 12mm plasterboard. Skim both sides with finish plaster and leave ready for decoration. | Item | 5 | 338.2601 | 1691.3006
DOOR: WIDEN DOORWAY Remove existing door and linings, widen doorway, Fit new concrete lintel, make good flooring and plaster both sides ready to receive lining. | Item | 5 | 473.891 | 2369.4549
DOOR: WIDEN DOORWAY Remove existing door and linings, widen doorway in stud partition in preparation for new door & lining, Fit new studs to either side and provide new head lintel, make good flooring and plaster both sides ready to receive lining | Item | 10 | 522.9142 | 5229.1419
DOOR: INSTALL Supply and fit ply or sapele faced door upto 835 x 1981mm complete with 32mm thick door lining. Supply and Fit door stops and architrave to match existing. Piece in floor and skirting as necessary. With SAA door furniture. | Nr | 15 | 697.747 | 10466.2055
DOOR: RENEW Remove existing door, door stops, architrave as necessary & supply and hang ply or sapele faced door upto 835 x 1981mm complete with 32mm thick door lining. Supply and Fit Pelmet and arcitrave to match, sliding door gear and SAA door furniture. | Nr | 15 | 487.0504 | 7305.7567
ENCLOSURE: SUPPLY AND FIT NEW
Shower enclosures consisting of 1 or 2 Panels | Nr | 10 | 448.7895 | 4487.8954
Shower enclosures consisting of 3 Panels | Nr | 7 | 538.5475 | 3769.8322
Shower enclosures consisting of 4 Panels | Nr | 5 | 628.3054 | 3141.5268
Shower enclosures consisting of 5 Panels | Nr | 3 | 718.0633 | 2154.1898
MANGAR
Service call to repair or install a Mangar Archimedies bath seat | Nr | 15 | 637.3017 | 9559.525
Collect Archimedies from resident and return to storage. Assess condition, clean and report defects. | Nr | 10 | 81.7053 | 817.0534
Supply Mangar Archimedies Bath lift. Instruct resident on use and safety. | Nr | 5 | 1062.1694 | 5310.8472
Supply Mangar Archimedies Bathin cushion. Instruct resident on use and safety. | Nr | 5 | 1323.6265 | 6618.1327
Supply bath handle flap protectors | Nr | 5 | 147.0696 | 735.3481
Replace Archimedies hand controller | Nr | 5 | 57.7015 | 288.5076
Replace Archimedies Charger Unit | Nr | 5 | 22.8883 | 114.4413
Replace Archimedies Actuator assembly | Nr | 5 | 121.8143 | 609.0715
Replace Archimedies suckers | Nr | 5 | 20.5161 | 102.5805
Replace Archimedies side flap | Nr | 5 | 25.145 | 125.7252
Replace Archimedies base frame | Nr | 5 | 100.8751 | 504.3753
Replace Archimedies seat assembly | Nr | 5 | 138.7529 | 693.7645
|  |  | Total | 82768.2191

## Window Styles
Price Framework - Window Styles
Pricing to include for (but not limited to) the following:-
1 | Take out and cart away existing window and debris.
2 | Supply and install new window complete with cill and trickle vents, ironmongery,levers (lockable on ground floor and push to release on other floors), hinges including integral restrictors, fittings etc.
3 | Silicone seal
4 | Pointing to cills
5 | Make good to brickwork (quarter batts etc).
6 | Internal acrylic pointing
7 | Internal plaster patch pointing
8 | Internal moulding (if required)
9 | Make good internal finishes
10 | Form infill to arch head of window where applicable
11 | Make good to external finishes and decorations.
12 | Temporary removal and re-fixing of communication cables etc.
Style WU1 | 'T' ->
Style WU2 | 'T' ->
Style WU3 | 'T' ->
Style WU4
Style WU5
Style WU6
Style WU7 | 'T' -> |  | <- 'T'
Style WU8 | 'T' -> |  | <- 'T'
Style WU9
Style WU10
Style WU11 | 'T' -> |  | <- 'T'
^ 'T'
Style WU12 | 'T' ->
Style WU13 | 'T' -> |  | <- 'T'
^ 'T'
Style WU14
Style WU15
Style WU16
Style WU17 | 'T' -> 'Infill'> |  | <- 'T' < 'Infill'
Style WU18 |  | 'T' V
| 'T' -> 'Infill'> |  | <- 'T' < 'Infill'
Style WU19
Style W20

## Upvc Windows
Price Framework Upvc Windows
Tenderers are to note that all reference to M = m2, for example up to 1.2 M = up to 1.2 m2
Ref | Style | Size | Volumes for evaluation purposes (for each band where applicable) | Single window | Single property Tilt and turn | 2 to 10 windows | 11 to 25 windows | 26 to 50 windows | 51+ windows | Total
N/A | Adjustment | % Uplift for using brown colour finish on the extenal face | N/A | 23% | N/A | N/A | N/A | N/A | N/A | N/A
N/A | Adjustment | % Uplift for using brown colour finish on both faces | N/A | 28.75% | N/A | N/A | N/A | N/A | N/A | N/A
W0001 | WU1 | Up to 1.2 M | 20 | 690.2763 | N/A | 690.2763 | 690.2763 | 690.2763 | 690.2763 | 69027.627
W0011 | WU1 | 1.2 M up to 1.5 M | 20 | 772.7931 | N/A | 772.7931 | 772.7931 | 772.7931 | 772.7931 | 77279.3087
W0021 | WU1 | 1.5 M up to 1.8 M | 20 | 816.9424 | N/A | 816.9424 | 816.9424 | 816.9424 | 816.9424 | 81694.2438
W0031 | WU1 | 1.8 M up to 2.1 M | 20 | 850.6679 | N/A | 850.6679 | 850.6679 | 850.6679 | 850.6679 | 85066.7882
W0041 | WU1 | 2.1 M up to 2.4 M | 20 | 876.0427 | N/A | 876.0427 | 876.0427 | 876.0427 | 876.0427 | 87604.2699
W0051 | WU1 | 2.4 M up to 2.7 M | 20 | 915.3583 | N/A | 915.3583 | 915.3583 | 915.3583 | 915.3583 | 91535.833
W0061 | WU1 | Extra over LM rate for where window is incorporated in a 'bay' or 'combination screen' window location. | 30 | 70.8985 | N/A | N/A | N/A | N/A | N/A | 2126.9547
W0062 | WU1 | Extra over m2 rate for 'Stypolite' obsucure glazing (to inner glazing pane of double glazed unit) to bathroom and W.C. locations. | 30 | 85.5707 | N/A | N/A | N/A | N/A | N/A | 2567.1211
W0063 | WU1 | Extra over m2 rate for toughened glazing to panes indicated with 'T'. | 30 | 66.0176 | N/A | N/A | N/A | N/A | N/A | 1980.5275
W0064 | WU2 | Up to 1.2 M | 20 | 733.5187 | N/A | 733.5187 | 733.5187 | 733.5187 | 733.5187 | 73351.8745
W0074 | WU2 | 1.2 M up to 1.5 M | 20 | 828.5593 | N/A | 828.5593 | 828.5593 | 828.5593 | 828.5593 | 82855.9291
W0084 | WU2 | 1.5 M up to 1.8 M | 20 | 870.1709 | N/A | 870.1709 | 870.1709 | 870.1709 | 870.1709 | 87017.0865
W0094 | WU2 | 1.8 M up to 2.1 M | 20 | 919.4371 | N/A | 919.4371 | 919.4371 | 919.4371 | 919.4371 | 91943.7058
W0104 | WU2 | 2.1 M up to 2.4 M | 20 | 948.1474 | N/A | 948.1474 | 948.1474 | 948.1474 | 948.1474 | 94814.7407
W0114 | WU2 | 2.4 M up to 2.7 M | 20 | 991.6922 | N/A | 991.6922 | 991.6922 | 991.6922 | 991.6922 | 99169.2174
W0124 | WU2 | Extra over LM rate for where window is incorporated in a 'bay' or 'combination screen' window location. | 30 | 70.8985 | N/A | N/A | N/A | N/A | N/A | 2126.9547
W0125 | WU2 | Extra over m2 rate for 'Stypolite' obsucure glazing (to inner glazing pane of double glazed unit) to bathroom and W.C. locations. | 30 | 85.5707 | N/A | N/A | N/A | N/A | N/A | 2567.1211
W0126 | WU2 | Extra over m2 rate for toughened glazing to panes indicated with 'T'. | 30 | 66.0176 | N/A | N/A | N/A | N/A | N/A | 1980.5275
W0127 | WU3 | Up to 1.2 M |  | 815.6404 | N/A | 815.6404 | 815.6404 | 815.6404 | 815.6404 | 0
W0137 | WU3 | 1.2 M up to 1.5 M | 20 | 836.8303 | N/A | 836.8303 | 836.8303 | 836.8303 | 836.8303 | 83683.029
W0147 | WU3 | Extra over LM rate for where window is incorporated in a 'bay' or 'combination screen' window location. | 30 | 70.8985 | N/A | N/A | N/A | N/A | N/A | 2126.9547
W0148 | WU3 | Extra over m2 rate for 'Stypolite' obsucure glazing (to inner glazing pane of double glazed unit) to bathroom and W.C. locations. | 30 | 85.5707 | N/A | N/A | N/A | N/A | N/A | 2567.1211
W0149 | WU3 | Extra over m2 rate for toughened glazing to panes indicated with 'T'. | 30 | 66.0176 | N/A | N/A | N/A | N/A | N/A | 1980.5275
W0150 | WU4 | Up to 1.2 M | 20 | 735.6436 | 628.0278 | 735.6436 | 735.6436 | 735.6436 | 735.6436 | 86124.9185
W0160 | WU4 | Extra over LM rate for where window is incorporated in a 'bay' or 'combination screen' window location. | 30 | 70.8985 | N/A | N/A | N/A | N/A | N/A | 2126.9547
W0161 | WU4 | Extra over m2 rate for 'Stypolite' obsucure glazing (to inner glazing pane of double glazed unit) to bathroom and W.C. locations. | 30 | 85.5707 | N/A | N/A | N/A | N/A | N/A | 2567.1211
W0162 | WU5 | Up to 1.2 M | 20 | 738.0915 | 630.4461 | 738.0915 | 738.0915 | 738.0915 | 738.0915 | 86418.0679
W0172 | WU5 | 1.2 M up to 1.5 M | 20 | 806.5274 | 663.9931 | 806.5274 | 806.5274 | 806.5274 | 806.5274 | 93932.6
W0182 | WU5 | Extra over m2 rate for 'Stypolite' obsucure glazing (to inner glazing pane of double glazed unit) to bathroom and W.C. locations. | 30 | 85.5707 | N/A | N/A | N/A | N/A | N/A | 2567.1211
W0183 | WU6 | Up to 1.2 M | 20 | 624.123 | N/A | 624.123 | 624.123 | 624.123 | 624.123 | 62412.3025
W0193 | WU6 | 1.2 M up to 1.5 M | 20 | 706.8448 | N/A | 706.8448 | 706.8448 | 706.8448 | 706.8448 | 70684.4811
W0203 | WU6 | 1.5 M up to 1.8 M | 20 | 732.8567 | N/A | 732.8567 | 732.8567 | 732.8567 | 732.8567 | 73285.6652
W0213 | WU6 | 1.8 M up to 2.1 M | 20 | 774.219 | N/A | 774.219 | 774.219 | 774.219 | 774.219 | 77421.902
W0223 | WU6 | Extra over LM rate for where window is incorporated in a 'bay' or 'combination screen' window location. | 20 | 70.8985 | N/A | N/A | N/A | N/A | N/A | 1417.9698
W0224 | WU6 | Extra over m2 rate for 'Stypolite' obsucure glazing (to inner glazing pane of double glazed unit) to bathroom and W.C. locations. | 20 | 85.5707 | N/A | N/A | N/A | N/A | N/A | 1711.414
W0225 | WU7 | Up to 1.8 M | 20 | 842.8186 | N/A | 842.8186 | 842.8186 | 842.8186 | 842.8186 | 84281.8617
W0235 | WU7 | 1.8 M up to 2.1 M | 20 | 875.7684 | N/A | 875.7684 | 875.7684 | 875.7684 | 875.7684 | 87576.8425
W0245 | WU7 | 2.1 M up to 2.4 M | 20 | 919.8676 | N/A | 919.8676 | 919.8676 | 919.8676 | 919.8676 | 91986.7639
W0255 | WU7 | 2.4 M up to 2.7 M | 20 | 919.8676 | N/A | 919.8676 | 919.8676 | 919.8676 | 919.8676 | 91986.7639
W0265 | WU7 | Extra over LM rate for where window is incorporated in a 'bay' or 'combination screen' window location. | 30 | 70.8985 | N/A | N/A | N/A | N/A | N/A | 2126.9547
W0266 | WU7 | Extra over m2 rate for 'Stypolite' obsucure glazing (to inner glazing pane of double glazed unit) to bathroom and W.C. locations. | 30 | 85.5707 | N/A | N/A | N/A | N/A | N/A | 2567.1211
W0267 | WU7 | Extra over m2 rate for toughened glazing to panes indicated with 'T'. | 30 | 66.0176 | N/A | N/A | N/A | N/A | N/A | 1980.5275
W0268 | WU8 | Up to 1.8 M | 20 | 843.2182 | N/A | 843.2182 | 843.2182 | 843.2182 | 843.2182 | 84321.8232
W0278 | WU8 | 1.8 M up to 2.1 M | 20 | 868.4471 | N/A | 868.4471 | 868.4471 | 868.4471 | 868.4471 | 86844.7064
W0288 | WU8 | 2.1 M up to 2.4 M | 20 | 904.554 | N/A | 904.554 | 904.554 | 904.554 | 904.554 | 90455.3978
W0298 | WU8 | 2.4 M up to 2.7 M | 20 | 965.7098 | N/A | 965.7098 | 965.7098 | 965.7098 | 965.7098 | 96570.9824
W0308 | WU8 | 2.7 M up to 3.0 M | 20 | 1005.9825 | N/A | 1005.9825 | 1005.9825 | 1005.9825 | 1005.9825 | 100598.2466
W0318 | WU8 | 3.0 M up to 3.3 M | 20 | 1053.4069 | N/A | 1053.4069 | 1053.4069 | 1053.4069 | 1053.4069 | 105340.6891
W0328 | WU8 | Extra over LM rate for where window is incorporated in a 'bay' or 'combination screen' window location. | 30 | 70.8985 | N/A | N/A | N/A | N/A | N/A | 2126.9547
W0329 | WU8 | Extra over m2 rate for 'Stypolite' obsucure glazing (to inner glazing pane of double glazed unit) to bathroom and W.C. locations. | 30 | 85.5707 | N/A | N/A | N/A | N/A | N/A | 2567.1211
W0330 | WU8 | Extra over m2 rate for toughened glazing to panes indicated with 'T'. | 30 | 66.0176 | N/A | N/A | N/A | N/A | N/A | 1980.5275
W0331 | WU9 | Up to 2.1 M | 20 | 871.877 | 704.4162 | 871.877 | 871.877 | 871.877 | 871.877 | 101276.0201
W0341 | WU9 | 2.1 M up to 2.4 M | 20 | 933.9751 | 737.0268 | 933.9751 | 933.9751 | 933.9751 | 933.9751 | 108138.0443
W0351 | WU9 | 2.4 M up to 2.7 M | 20 | 933.9751 | 737.0268 | 933.9751 | 933.9751 | 933.9751 | 933.9751 | 108138.0443
W0361 | WU9 | Extra over m2 rate for where window is incorporated in a 'bay' or 'combination screen' window location. | 30 | 70.8985 | N/A | N/A | N/A | N/A | N/A | 2126.9547
W0362 | WU9 | Extra over m2 rate for 'Stypolite' obsucure glazing (to inner glazing pane of double glazed unit) to bathroom and W.C. locations. | 30 | 85.5707 | N/A | N/A | N/A | N/A | N/A | 2567.1211
W0363 | WU10 | Up to 1.8 M | 20 | 763.6359 | N/A | 763.6359 | 763.6359 | 763.6359 | 763.6359 | 76363.5857
W0373 | WU10 | 1.8 M up to 2.1 M | 20 | 861.5637 | N/A | 861.5637 | 861.5637 | 861.5637 | 861.5637 | 86156.3659
W0383 | WU10 | 2.1 M up to 2.4 M | 20 | 870.1856 | N/A | 870.1856 | 870.1856 | 870.1856 | 870.1856 | 87018.5611
W0393 | WU10 | 2.4 M up to 2.7 M | 20 | 917.9271 | N/A | 917.9271 | 917.9271 | 917.9271 | 917.9271 | 91792.7073
W0403 | WU10 | 2.7 M up to 3.0 M | 20 | 925.039 | N/A | 925.039 | 925.039 | 925.039 | 925.039 | 92503.9041
W0413 | WU10 | Extra over LM rate for where window is incorporated in a 'bay' or 'combination screen' window location. | 30 | 70.8985 | N/A | N/A | N/A | N/A | N/A | 2126.9547
W0414 | WU10 | Extra over m2 rate for 'Stypolite' obsucure glazing (to inner glazing pane of double glazed unit) to bathroom and W.C. locations. | 30 | 85.5707 | N/A | N/A | N/A | N/A | N/A | 2567.1211
W0415 | WU11 | Up to 2.4 M | 20 | 1057.1361 | N/A | 1057.1361 | 1057.1361 | 1057.1361 | 1057.1361 | 105713.6139
W0425 | WU11 | 2.4 M up to 2.7 M | 20 | 1112.4157 | N/A | 1112.4157 | 1112.4157 | 1112.4157 | 1112.4157 | 111241.5727
W0435 | WU11 | 2.7 M up to 3.0 M | 20 | 1158.1001 | N/A | 1158.1001 | 1158.1001 | 1158.1001 | 1158.1001 | 115810.013
W0445 | WU11 | 3.0 M up to 3.3 M | 20 | 1209.0916 | N/A | 1209.0916 | 1209.0916 | 1209.0916 | 1209.0916 | 120909.1598
W0455 | WU11 | 3.3 M up to 3.6 M | 20 | 1217.9082 | N/A | 1217.9082 | 1217.9082 | 1217.9082 | 1217.9082 | 121790.8197
W0465 | WU11 | 3.6 M up to 3.9 M | 20 | 1253.1392 | N/A | 1253.1392 | 1253.1392 | 1253.1392 | 1253.1392 | 125313.9202
W0475 | WU11 | 3.9 M up to 4.2 M | 20 | 1270.681 | N/A | 1270.681 | 1270.681 | 1270.681 | 1270.681 | 127068.0974
W0485 | WU11 | Extra over LM rate for where window is incorporated in a 'bay' or 'combination screen' window location. | 30 | 70.8985 | N/A | N/A | N/A | N/A | N/A | 2126.9547
W0486 | WU11 | Extra over m2 rate for 'Stypolite' obsucure glazing (to inner glazing pane of double glazed unit) to bathroom and W.C. locations. | 30 | 85.5707 | N/A | N/A | N/A | N/A | N/A | 2567.1211
W0487 | WU11 | Extra over m2 rate for toughened glazing to panes indicated with 'T'. | 30 | 66.0176 | N/A | N/A | N/A | N/A | N/A | 1980.5275
W0488 | WU12 | Up to 1.5 M | 20 | 779.6558 | 663.8206 | 779.6558 | 779.6558 | 779.6558 | 779.6558 | 91241.9964
W0498 | WU12 | 1.5 M up to 1.8 M | 20 | 827.2145 | 684.2231 | 827.2145 | 827.2145 | 827.2145 | 827.2145 | 96405.9073
W0508 | WU12 | 1.8 M up to 2.1 M | 20 | 866.6318 | 704.515 | 866.6318 | 866.6318 | 866.6318 | 866.6318 | 100753.4829
W0518 | WU12 | 2.1 M up to 2.4 M | 20 | 893.9502 | 716.8676 | 893.9502 | 893.9502 | 893.9502 | 893.9502 | 103732.3697
W0528 | WU12 | 2.4 M up to 2.7 M | 20 | 932.3132 | 734.8474 | 932.3132 | 932.3132 | 932.3132 | 932.3132 | 107928.2685
W0538 | WU12 | Extra over LM rate for where window is incorporated in a 'bay' or 'combination screen' window location. | 30 | 70.8985 | N/A | N/A | N/A | N/A | N/A | 2126.9547
W0539 | WU12 | Extra over m2 rate for 'Stypolite' obsucure glazing (to inner glazing pane of double glazed unit) to bathroom and W.C. locations. | 30 | 85.5707 | N/A | N/A | N/A | N/A | N/A | 2567.1211
W0540 | WU12 | Extra over m2 rate for toughened glazing to panes indicated with 'T'. | 30 | 66.0176 | N/A | N/A | N/A | N/A | N/A | 1980.5275
W0541 | WU13 | Up to 2.7 M | 20 | 848.3469 | 728.3739 | 848.3469 | 848.3469 | 848.3469 | 848.3469 | 99402.1648
W0551 | WU13 | 2.7 M up to 3.0 M | 20 | 1013.059 | 805.9523 | 1013.059 | 1013.059 | 1013.059 | 1013.059 | 117424.9501
W0561 | WU13 | 3.0 M up to 3.3 M | 20 | 1057.5328 | 826.1247 | 1057.5328 | 1057.5328 | 1057.5328 | 1057.5328 | 122275.7752
W0571 | WU13 | 3.3 M up to 3.6 M | 20 | 1096.4916 | 844.5129 | 1096.4916 | 1096.4916 | 1096.4916 | 1096.4916 | 126539.4169
W0581 | WU13 | 3.6 M up to 3.9 M | 20 | 1129.0801 | 859.3916 | 1129.0801 | 1129.0801 | 1129.0801 | 1129.0801 | 130095.8433
W0591 | WU13 | Extra over LM rate for where window is incorporated in a 'bay' or 'combination screen' window location. | 30 | 70.8985 | N/A | N/A | N/A | N/A | N/A | 2126.9547
W0592 | WU13 | Extra over m2 rate for 'Stypolite' obsucure glazing (to inner glazing pane of double glazed unit) to bathroom and W.C. locations. | 30 | 85.5707 | N/A | N/A | N/A | N/A | N/A | 2567.1211
W0593 | WU13 | Extra over m2 rate for toughened glazing to panes indicated with 'T'. | 30 | 66.0176 | N/A | N/A | N/A | N/A | N/A | 1980.5275
W0594 | WU14 | Up to 2.7 M | 20 | 1147.0392 | N/A | 1147.0392 | 1147.0392 | 1147.0392 | 1147.0392 | 114703.9199
W0604 | WU14 | 2.7 M up to 3.0 M | 20 | 1335.892 | N/A | 1335.892 | 1335.892 | 1335.892 | 1335.892 | 133589.1954
W0614 | WU14 | 3.0 M up to 3.3 M | 20 | 1354.5898 | N/A | 1354.5898 | 1354.5898 | 1354.5898 | 1354.5898 | 135458.9809
W0624 | WU14 | 3.3 M up to 3.6 M | 20 | 1049.2574 | N/A | 1049.2574 | 1049.2574 | 1049.2574 | 1049.2574 | 104925.7383
W0634 | WU14 | Extra over LM rate for where window is incorporated in a 'bay' or 'combination screen' window location. | 30 | 70.8985 | N/A | N/A | N/A | N/A | N/A | 2126.9547
W0635 | WU14 | Extra over m2 rate for 'Stypolite' obsucure glazing (to inner glazing pane of double glazed unit) to bathroom and W.C. locations. | 30 | 85.5707 | N/A | N/A | N/A | N/A | N/A | 2567.1211
W0636 | WU15 | Up to 2.7 M | 20 | 1012.1802 | N/A | 1012.1802 | 1012.1802 | 1012.1802 | 1012.1802 | 101218.0186
W0646 | WU15 | 2.7 M up to 3.0 M | 20 | 1101.0628 | N/A | 1101.0628 | 1101.0628 | 1101.0628 | 1101.0628 | 110106.2826
W0656 | WU15 | 3.0 M up to 3.3 M | 20 | 1093.128 | N/A | 1093.128 | 1093.128 | 1093.128 | 1093.128 | 109312.8035
W0666 | WU15 | 3.3 M up to 3.6 M | 20 | 1181.9296 | N/A | 1181.9296 | 1181.9296 | 1181.9296 | 1181.9296 | 118192.9573
W0676 | WU15 | Extra over LM rate for where window is incorporated in a 'bay' or 'combination screen' window location. | 30 | 70.8985 | N/A | N/A | N/A | N/A | N/A | 2126.9547
W0677 | WU15 | Extra over m2 rate for 'Stypolite' obsucure glazing (to inner glazing pane of double glazed unit) to bathroom and W.C. locations. | 30 | 85.5707 | N/A | N/A | N/A | N/A | N/A | 2567.1211
W0678 | WU16 | Up to 2.7 M | 20 | 717.5489 | N/A | 717.5489 | 717.5489 | 717.5489 | 717.5489 | 71754.889
W0688 | WU16 | 2.7 M up to 3.0 M | 20 | 877.8977 | N/A | 877.8977 | 877.8977 | 877.8977 | 877.8977 | 87789.7739
W0698 | WU16 | 3.0 M up to 3.3 M | 20 | 904.4847 | N/A | 904.4847 | 904.4847 | 904.4847 | 904.4847 | 90448.4672
W0708 | WU16 | 3.3 M up to 3.6 M | 20 | 935.3184 | N/A | 935.3184 | 935.3184 | 935.3184 | 935.3184 | 93531.8437
W0718 | WU16 | 3.6 M up to 3.9 M | 20 | 970.2516 | N/A | 970.2516 | 970.2516 | 970.2516 | 970.2516 | 97025.1574
W0728 | WU16 | Extra over LM rate for where window is incorporated in a 'bay' or 'combination screen' window location. | 30 | 70.8985 | N/A | N/A | N/A | N/A | N/A | 2126.9547
W0729 | WU16 | Extra over m2 rate for 'Stypolite' obsucure glazing (to inner glazing pane of double glazed unit) to bathroom and W.C. locations. | 30 | 85.5707 | N/A | N/A | N/A | N/A | N/A | 2567.1211
W0730 | WU17 | Up to 2.7 M | 20 | 805.7606 | N/A | 805.7606 | 805.7606 | 805.7606 | 805.7606 | 80576.059
W0740 | WU17 | 2.7 M up to 3.0 M | 20 | 1036.6673 | N/A | 1036.6673 | 1036.6673 | 1036.6673 | 1036.6673 | 103666.7297
W0750 | WU17 | 3.0 M up to 3.3 M | 20 | 1066.1297 | N/A | 1066.1297 | 1066.1297 | 1066.1297 | 1066.1297 | 106612.9689
W0760 | WU17 | 3.3 M up to 3.6 M | 20 | 1104.2774 | N/A | 1104.2774 | 1104.2774 | 1104.2774 | 1104.2774 | 110427.7442
W0770 | WU17 | 3.6 M up to 3.9 M | 20 | 1095.9312 | N/A | 1095.9312 | 1095.9312 | 1095.9312 | 1095.9312 | 109593.1238
W0780 | WU17 | 3.9 M up to 4.2 M | 20 | 1172.1678 | N/A | 1172.1678 | 1172.1678 | 1172.1678 | 1172.1678 | 117216.7759
W0790 | WU17 | 4.2 M up to 4.5 M | 20 | 1180.278 | N/A | 1180.278 | 1180.278 | 1180.278 | 1180.278 | 118027.8027
W0800 | WU17 | 4.5 M up to 4.8 M | 20 | 1242.329 | N/A | 1242.329 | 1242.329 | 1242.329 | 1242.329 | 124232.8951
W0810 | WU17 | Extra over LM rate for where window is incorporated in a 'bay' or 'combination screen' window location. | 30 | 70.8985 | N/A | N/A | N/A | N/A | N/A | 2126.9547
W0811 | WU17 | Extra over m2 rate for 'Stypolite' obsucure glazing (to inner glazing pane of double glazed unit) to bathroom and W.C. locations. | 30 | 85.5707 | N/A | N/A | N/A | N/A | N/A | 2567.1211
W0812 | WU17 | Extra over m2 rate for toughened glazing to panes indicated with 'T'. | 30 | 66.0176 | N/A | N/A | N/A | N/A | N/A | 1980.5275
W0813 | WU17 | Extra over m2 rate for 'Colourcoat' insulated infill panel to panes marked 'INFILL'. | 30 | 90.4664 | N/A | N/A | N/A | N/A | N/A | 2713.9906
W0814 | WU18 | Up to 3.0 M | 20 | 1133.5924 | N/A | 1133.5924 | 1133.5924 | 1133.5924 | 1133.5924 | 113359.2375
W0824 | WU18 | 3.0 M up to 3.3 M | 20 | 1208.2953 | N/A | 1208.2953 | 1208.2953 | 1208.2953 | 1208.2953 | 120829.5317
W0834 | WU18 | 3.3 M up to 3.6 M | 20 | 1230.7239 | N/A | 1230.7239 | 1230.7239 | 1230.7239 | 1230.7239 | 123072.3895
W0844 | WU18 | 3.6 M up to 3.9 M | 20 | 1277.8814 | N/A | 1277.8814 | 1277.8814 | 1277.8814 | 1277.8814 | 127788.1418
W0854 | WU18 | Extra over LM rate for where window is incorporated in a 'bay' or 'combination screen' window location. | 30 | 70.8985 | N/A | N/A | N/A | N/A | N/A | 2126.9547
W0855 | WU18 | Extra over m2 rate for 'Stypolite' obsucure glazing (to inner glazing pane of double glazed unit) to bathroom and W.C. locations. | 30 | 85.5707 | N/A | N/A | N/A | N/A | N/A | 2567.1211
W0856 | WU18 | Extra over m2 rate for toughened glazing to panes indicated with 'T'. | 30 | 66.0176 | N/A | N/A | N/A | N/A | N/A | 1980.5275
W0857 | WU18 | Extra over m2 rate for 'Colourcoat' insulated infill panel to panes marked 'INFILL'. | 30 | 90.4664 | N/A | N/A | N/A | N/A | N/A | 2713.9906
W0858 | WU19 | Up to 1.8 M | 20 | 847.0197 | N/A | 847.0197 | 847.0197 | 847.0197 | 847.0197 | 84701.9736
W0868 | WU19 | 1.8 M up to 2.1 M | 20 | 993.211 | N/A | 993.211 | 993.211 | 993.211 | 993.211 | 99321.1006
W0878 | WU19 | Extra over LM rate for where window is incorporated in a 'bay' or 'combination screen' window location. | 30 | 70.8985 | N/A | N/A | N/A | N/A | N/A | 2126.9547
W0879 | WU19 | Extra over m2 rate for 'Stypolite' obsucure glazing (to inner glazing pane of double glazed unit) to bathroom and W.C. locations. | 30 | 85.5707 | N/A | N/A | N/A | N/A | N/A | 2567.1211
W0880 | WU20 | Up to 1.8 M | 50 | 2424.3194 | N/A | 2424.3194 | 2424.3194 | 2424.3194 | 2424.3194 | 606079.8578
W0890 | WU20 | 1.8 M up to 2.1 M | 50 | 2502.0895 | N/A | 2502.0895 | 2502.0895 | 2502.0895 | 2502.0895 | 625522.3825
W0900 | WU20 | 2.1 M up to 2.4 M | 50 | 2579.3435 | N/A | 2579.3435 | 2579.3435 | 2579.3435 | 2579.3435 | 644835.8801
W0910 | WU20 | 2.4 M up to 2.7 M | 50 | 2725.8445 | N/A | 2725.8445 | 2725.8445 | 2725.8445 | 2725.8445 | 681461.1138
W0920 | WU20 | 2.7 M up to 3.0 M | 50 | 2826.2053 | N/A | 2826.2053 | 2826.2053 | 2826.2053 | 2826.2053 | 706551.3342
W0930 | WU20 | 3.0 M up to 3.3 M | 50 | 2977.6314 | N/A | 2977.6314 | 2977.6314 | 2977.6314 | 2977.6314 | 744407.854
W0940 | WU20 | Extra over LM rate for where window is incorporated in a 'bay' or 'combination screen' window location. | 50 | 70.8985 | N/A | N/A | N/A | N/A | N/A | 3544.9245
W0941 | WU20 | Extra over m2 rate for 'Stypolite' obsucure glazing (to inner glazing pane of double glazed unit) to bathroom and W.C. locations. | 50 | 85.5707 | N/A | N/A | N/A | N/A | N/A | 4278.5351
W0942 | WU20 | Extra over m2 rate for toughened glazing to panes indicated with 'T'. | 50 | 66.0176 | N/A | N/A | N/A | N/A | N/A | 3300.8791
W0943 | All | Extra over m2 rate for laminated glass for all window styles in accordance with the specification. | 50 | 73.3463 | N/A | N/A | N/A | N/A | N/A | 3667.3158
W0944 | All | Extra over unit cost for replacement of hinges with egress hinges as required. | 50 | 15.2473 | N/A | N/A | N/A | N/A | N/A | 762.3652
W0945 | Extra Over | LM rate to carefully remove the existing window board and provide and fix new. Allow for a 35mm projecting, 25 mm thick bullnosed UPVC window board with 35mm notched returns past end reveals. Prepare, prime and apply 2 no. undercoats and 1 no. gloss top coat, colour to match the existing. | 50 | 28.9758 | N/A | N/A | N/A | N/A | N/A | 1448.7888
W0946 | Extra Over | price per m provide and fix a white PVC coated net curtain rod and brackets at midpoint where required due to width of the opening. For clarity the re-fixing of existing net curtain is deemed to be included. | 50 | 36.8649 | N/A | N/A | N/A | N/A | N/A | 1843.2428
W0947 | Extra Over | Single unit rate for all costs associated with employing necessary specialists to retune or re-align any TV, radio and other aerials, telephone cables, re-siting of any satellite dishes during the works | 50 | 368.6486 | N/A | N/A | N/A | N/A | N/A | 18432.4276
[9 empty] | Total for evaluation: | 12314672.7246

## Aluminium Windows
Price Framework - Aluminium Windows
Tenderers are to note that all reference to M = m2, for example up to 1.2 M = up to 1.2 m2
Ref | Style | Size | Volumes for evaluation purposes (for each band where applicable) | Single window | Single property Tilt and turn | 2 to 10 windows | 11 to 25 windows | 26 to 50 windows | 51+ windows | Total
W1885 | WU1 | Up to 1.2 M | 50 | 200.5529 | N/A | 200.5529 | 200.5529 | 200.5529 | 200.5529 | 50138.225
W1895 | WU1 | 1.2 M up to 1.5 M | 50 | 207.6704 | N/A | 207.6704 | 207.6704 | 207.6704 | 207.6704 | 51917.6
W1905 | WU1 | 1.5 M up to 1.8 M | 20 | 209.4215 | N/A | 209.4215 | 209.4215 | 209.4215 | 209.4215 | 20942.15
W1915 | WU1 | 1.8 M up to 2.1 M | 20 | 212.1554 | N/A | 212.1554 | 212.1554 | 212.1554 | 212.1554 | 21215.54
W1925 | WU1 | 2.1 M up to 2.4 M | 20 | 214.1249 | N/A | 214.1249 | 214.1249 | 214.1249 | 214.1249 | 21412.49
W1935 | WU1 | 2.4 M up to 2.7 M | 20 | 219.9359 | N/A | 219.9359 | 219.9359 | 219.9359 | 219.9359 | 21993.59
W1945 | WU1 | Extra over LM rate for where window is incorporated in a 'bay' or 'combination screen' window location. | 20 | 40.716 | N/A | N/A | N/A | N/A | N/A | 814.32
W1946 | WU1 | Extra over m2 rate for 'Stypolite' obsucure glazing (to inner glazing pane of double glazed unit) to bathroom and W.C. locations. | 20 | 2.4804 | N/A | N/A | N/A | N/A | N/A | 49.608
W1947 | WU1 | Extra over m2 rate for toughened glazing to panes indicated with 'T'. | 30 | 3.7635 | N/A | N/A | N/A | N/A | N/A | 112.905
W1948 | WU2 | Up to 1.2 M | 30 | 237.521 | N/A | 237.521 | 237.521 | 237.521 | 237.521 | 35628.15
W1958 | WU2 | 1.2 M up to 1.5 M | 30 | 247.115 | N/A | 247.115 | 247.115 | 247.115 | 247.115 | 37067.25
W1968 | WU2 | 1.5 M up to 1.8 M | 20 | 257.7971 | N/A | 257.7971 | 257.7971 | 257.7971 | 257.7971 | 25779.71
W1978 | WU2 | 1.8 M up to 2.1 M | 20 | 271.6499 | N/A | 271.6499 | 271.6499 | 271.6499 | 271.6499 | 27164.99
W1988 | WU2 | 2.1 M up to 2.4 M | 20 | 285.5066 | N/A | 285.5066 | 285.5066 | 285.5066 | 285.5066 | 28550.66
W1998 | WU2 | 2.4 M up to 2.7 M | 20 | 296.723 | N/A | 296.723 | 296.723 | 296.723 | 296.723 | 29672.3
W2008 | WU2 | Extra over LM rate for where window is incorporated in a 'bay' or 'combination screen' window location. | 20 | 40.716 | N/A | N/A | N/A | N/A | N/A | 814.32
W2009 | WU2 | Extra over m2 rate for 'Stypolite' obsucure glazing (to inner glazing pane of double glazed unit) to bathroom and W.C. locations. | 20 | 2.4804 | N/A | N/A | N/A | N/A | N/A | 49.608
W2010 | WU2 | Extra over m2 rate for toughened glazing to panes indicated with 'T'. | 30 | 3.7635 | N/A | N/A | N/A | N/A | N/A | 112.905
W2011 | WU3 | Up to 1.2 M | 30 | 226.3124 | N/A | 226.3124 | 226.3124 | 226.3124 | 226.3124 | 33946.86
W2021 | WU3 | 1.2 M up to 1.5 M | 30 | 245.9762 | N/A | 245.9762 | 245.9762 | 245.9762 | 245.9762 | 36896.43
W2031 | WU3 | Extra over LM rate for where window is incorporated in a 'bay' or 'combination screen' window location. | 20 | 40.716 | N/A | N/A | N/A | N/A | N/A | 814.32
W2032 | WU3 | Extra over m2 rate for 'Stypolite' obsucure glazing (to inner glazing pane of double glazed unit) to bathroom and W.C. locations. | 20 | 2.4804 | N/A | N/A | N/A | N/A | N/A | 49.608
W2033 | WU3 | Extra over m2 rate for toughened glazing to panes indicated with 'T'. | 30 | 3.7635 | N/A | N/A | N/A | N/A | N/A | 112.905
W2034 | WU4 | Up to 1.2 M | 30 | 214.1366 | 253.5461 | 214.1366 | 214.1366 | 214.1366 | 214.1366 | 39726.873
W2044 | WU4 | Extra over LM rate for where window is incorporated in a 'bay' or 'combination screen' window location. | 30 | 40.716 | N/A | N/A | N/A | N/A | N/A | 1221.48
W2045 | WU4 | Extra over m2 rate for 'Stypolite' obsucure glazing (to inner glazing pane of double glazed unit) to bathroom and W.C. locations. | 20 | 2.4804 | N/A | N/A | N/A | N/A | N/A | 49.608
W2046 | WU5 | Up to 1.2 M | 30 | 189.0323 | 253.2965 | 189.0323 | 189.0323 | 189.0323 | 189.0323 | 35953.74
W2056 | WU5 | 1.2 M up to 1.5 M | 30 | 199.0124 | 259.6886 | 199.0124 | 199.0124 | 199.0124 | 199.0124 | 37642.518
W2066 | WU5 | Extra over m2 rate for 'Stypolite' obsucure glazing (to inner glazing pane of double glazed unit) to bathroom and W.C. locations. | 20 | 2.4804 | N/A | N/A | N/A | N/A | N/A | 49.608
W2067 | WU6 | Up to 1.2 M | 20 | 125.6222 | N/A | 125.6222 | 125.6222 | 125.6222 | 125.6222 | 12562.22
W2077 | WU6 | 1.2 M up to 1.5 M | 30 | 128.1533 | N/A | 128.1533 | 128.1533 | 128.1533 | 128.1533 | 19222.995
W2087 | WU6 | 1.5 M up to 1.8 M | 20 | 130.1774 | N/A | 130.1774 | 130.1774 | 130.1774 | 130.1774 | 13017.74
W2097 | WU6 | 1.8 M up to 2.1 M | 20 | 139.709 | N/A | 139.709 | 139.709 | 139.709 | 139.709 | 13970.9
W2107 | WU6 | Extra over LM rate for where window is incorporated in a 'bay' or 'combination screen' window location. | 20 | 40.716 | N/A | N/A | N/A | N/A | N/A | 814.32
W2108 | WU6 | Extra over m2 rate for 'Stypolite' obsucure glazing (to inner glazing pane of double glazed unit) to bathroom and W.C. locations. | 20 | 2.4804 | N/A | N/A | N/A | N/A | N/A | 49.608
W2109 | WU7 | Up to 1.8 M | 20 | 289.8044 | N/A | 289.8044 | 289.8044 | 289.8044 | 289.8044 | 28980.44
W2119 | WU7 | 1.8 M up to 2.1 M | 20 | 290.9627 | N/A | 290.9627 | 290.9627 | 290.9627 | 290.9627 | 29096.27
W2129 | WU7 | 2.1 M up to 2.4 M | 20 | 296.3213 | N/A | 296.3213 | 296.3213 | 296.3213 | 296.3213 | 29632.13
W2139 | WU7 | 2.4 M up to 2.7 M | 20 | 313.4891 | N/A | 313.4891 | 313.4891 | 313.4891 | 313.4891 | 31348.91
W2149 | WU7 | Extra over LM rate for where window is incorporated in a 'bay' or 'combination screen' window location. | 20 | 40.716 | N/A | N/A | N/A | N/A | N/A | 814.32
W2150 | WU7 | Extra over m2 rate for 'Stypolite' obsucure glazing (to inner glazing pane of double glazed unit) to bathroom and W.C. locations. | 20 | 2.4804 | N/A | N/A | N/A | N/A | N/A | 49.608
W2151 | WU7 | Extra over m2 rate for toughened glazing to panes indicated with 'T'. | 30 | 3.7635 | N/A | N/A | N/A | N/A | N/A | 112.905
W2152 | WU8 | Up to 1.8 M | 30 | 278.2994 | N/A | 278.2994 | 278.2994 | 278.2994 | 278.2994 | 41744.91
W2162 | WU8 | 1.8 M up to 2.1 M | 30 | 287.2304 | N/A | 287.2304 | 287.2304 | 287.2304 | 287.2304 | 43084.56
W2172 | WU8 | 2.1 M up to 2.4 M | 20 | 287.8193 | N/A | 287.8193 | 287.8193 | 287.8193 | 287.8193 | 28781.93
W2182 | WU8 | 2.4 M up to 2.7 M | 20 | 294.6833 | N/A | 294.6833 | 294.6833 | 294.6833 | 294.6833 | 29468.33
W2192 | WU8 | 2.7 M up to 3.0 M | 20 | 294.2582 | N/A | 294.2582 | 294.2582 | 294.2582 | 294.2582 | 29425.82
W2202 | WU8 | 3.0 M up to 3.3 M | 20 | 300.8609 | N/A | 300.8609 | 300.8609 | 300.8609 | 300.8609 | 30086.09
W2212 | WU8 | Extra over LM rate for where window is incorporated in a 'bay' or 'combination screen' window location. | 20 | 40.716 | N/A | N/A | N/A | N/A | N/A | 814.32
W2213 | WU8 | Extra over m2 rate for 'Stypolite' obsucure glazing (to inner glazing pane of double glazed unit) to bathroom and W.C. locations. | 20 | 2.4804 | N/A | N/A | N/A | N/A | N/A | 49.608
W2214 | WU8 | Extra over m2 rate for toughened glazing to panes indicated with 'T'. | 30 | 3.7635 | N/A | N/A | N/A | N/A | N/A | 112.905
W2215 | WU9 | Up to 2.1 M | 30 | 219.737 | 308.1617 | 219.737 | 219.737 | 219.737 | 219.737 | 42205.401
W2225 | WU9 | 2.1 M up to 2.4 M | 30 | 225.9107 | 315.8564 | 225.9107 | 225.9107 | 225.9107 | 225.9107 | 43362.297
W2235 | WU9 | 2.4 M up to 2.7 M | 20 | 233.0477 | 317.4593 | 233.0477 | 233.0477 | 233.0477 | 233.0477 | 29653.956
W2245 | WU9 | Extra over LM rate for where window is incorporated in a 'bay' or 'combination screen' window location. | 20 | 40.716 | N/A | N/A | N/A | N/A | N/A | 814.32
W2246 | WU9 | Extra over m2 rate for 'Stypolite' obsucure glazing (to inner glazing pane of double glazed unit) to bathroom and W.C. locations. | 20 | 2.4804 | N/A | N/A | N/A | N/A | N/A | 49.608
W2247 | WU10 | Up to 1.8 M | 30 | 224.3975 | N/A | 224.3975 | 224.3975 | 224.3975 | 224.3975 | 33659.625
W2257 | WU10 | 1.8 M up to 2.1 M | 30 | 225.5519 | N/A | 225.5519 | 225.5519 | 225.5519 | 225.5519 | 33832.785
W2267 | WU10 | 2.1 M up to 2.4 M | 20 | 227.6891 | N/A | 227.6891 | 227.6891 | 227.6891 | 227.6891 | 22768.91
W2277 | WU10 | 2.4 M up to 2.7 M | 20 | 234.2957 | N/A | 234.2957 | 234.2957 | 234.2957 | 234.2957 | 23429.57
W2287 | WU10 | 2.7 M up to 3.0 M | 20 | 235.415 | N/A | 235.415 | 235.415 | 235.415 | 235.415 | 23541.5
W2297 | WU10 | Extra over LM rate for where window is incorporated in a 'bay' or 'combination screen' window location. | 20 | 40.716 | N/A | N/A | N/A | N/A | N/A | 814.32
W2298 | WU10 | Extra over m2 rate for 'Stypolite' obsucure glazing (to inner glazing pane of double glazed unit) to bathroom and W.C. locations. | 20 | 2.4804 | N/A | N/A | N/A | N/A | N/A | 49.608
W2299 | WU11 | Up to 2.4 M | 30 | 384.4613 | N/A | 384.4613 | 384.4613 | 384.4613 | 384.4613 | 57669.195
W2309 | WU11 | 2.4 M up to 2.7 M | 30 | 391.8947 | N/A | 391.8947 | 391.8947 | 391.8947 | 391.8947 | 58784.205
W2319 | WU11 | 2.7 M up to 3.0 M | 20 | 401.4224 | N/A | 401.4224 | 401.4224 | 401.4224 | 401.4224 | 40142.24
W2329 | WU11 | 3.0 M up to 3.3 M | 20 | 407.7794 | N/A | 407.7794 | 407.7794 | 407.7794 | 407.7794 | 40777.94
W2339 | WU11 | 3.3 M up to 3.6 M | 20 | 417.3071 | N/A | 417.3071 | 417.3071 | 417.3071 | 417.3071 | 41730.71
W2349 | WU11 | 3.6 M up to 3.9 M | 20 | 423.6602 | N/A | 423.6602 | 423.6602 | 423.6602 | 423.6602 | 42366.02
W2359 | WU11 | 3.9 M up to 4.2 M | 20 | 430.0094 | N/A | 430.0094 | 430.0094 | 430.0094 | 430.0094 | 43000.94
W2369 | WU11 | Extra over LM rate for where window is incorporated in a 'bay' or 'combination screen' window location. | 20 | 40.716 | N/A | N/A | N/A | N/A | N/A | 814.32
W2370 | WU11 | Extra over m2 rate for 'Stypolite' obsucure glazing (to inner glazing pane of double glazed unit) to bathroom and W.C. locations. | 20 | 2.4804 | N/A | N/A | N/A | N/A | N/A | 49.608
W2371 | WU11 | Extra over m2 rate for toughened glazing to panes indicated with 'T'. | 30 | 3.7635 | N/A | N/A | N/A | N/A | N/A | 112.905
W2372 | WU12 | Up to 1.5 M | 30 | 193.0415 | 284.1611 | 193.0415 | 193.0415 | 193.0415 | 193.0415 | 37481.058
W2382 | WU12 | 1.5 M up to 1.8 M | 30 | 203.7197 | 285.3272 | 203.7197 | 203.7197 | 203.7197 | 203.7197 | 39117.771
W2392 | WU12 | 1.8 M up to 2.1 M | 20 | 213.8597 | 296.9765 | 213.8597 | 213.8597 | 213.8597 | 213.8597 | 27325.5
W2402 | WU12 | 2.1 M up to 2.4 M | 20 | 226.562 | 305.9816 | 226.562 | 226.562 | 226.562 | 226.562 | 28775.832
W2412 | WU12 | 2.4 M up to 2.7 M | 20 | 234.5414 | 315.6341 | 234.5414 | 234.5414 | 234.5414 | 234.5414 | 29766.822
W2422 | WU12 | Extra over LM rate for where window is incorporated in a 'bay' or 'combination screen' window location. | 20 | 40.716 | N/A | N/A | N/A | N/A | N/A | 814.32
W2423 | WU12 | Extra over m2 rate for 'Stypolite' obsucure glazing (to inner glazing pane of double glazed unit) to bathroom and W.C. locations. | 20 | 2.4804 | N/A | N/A | N/A | N/A | N/A | 49.608
W2424 | WU12 | Extra over m2 rate for toughened glazing to panes indicated with 'T'. | 30 | 3.7635 | N/A | N/A | N/A | N/A | N/A | 112.905
W2425 | WU13 | Up to 2.7 M | 30 | 329.2412 | 438.0824 | 329.2412 | 329.2412 | 329.2412 | 329.2412 | 62528.652
W2435 | WU13 | 2.7 M up to 3.0 M | 30 | 328.9175 | 452.8868 | 328.9175 | 328.9175 | 328.9175 | 328.9175 | 62924.229
W2445 | WU13 | 3.0 M up to 3.3 M | 20 | 335.1965 | 464.9846 | 335.1965 | 335.1965 | 335.1965 | 335.1965 | 42819.342
W2455 | WU13 | 3.3 M up to 3.6 M | 20 | 342.0527 | 462.1337 | 342.0527 | 342.0527 | 342.0527 | 342.0527 | 43447.944
W2465 | WU13 | 3.6 M up to 3.9 M | 20 | 348.9167 | 471.638 | 348.9167 | 348.9167 | 348.9167 | 348.9167 | 44324.43
W2475 | WU13 | Extra over LM rate for where window is incorporated in a 'bay' or 'combination screen' window location. | 20 | 40.716 | N/A | N/A | N/A | N/A | N/A | 814.32
W2476 | WU13 | Extra over m2 rate for 'Stypolite' obsucure glazing (to inner glazing pane of double glazed unit) to bathroom and W.C. locations. | 20 | 2.4804 | N/A | N/A | N/A | N/A | N/A | 49.608
W2477 | WU13 | Extra over m2 rate for toughened glazing to panes indicated with 'T'. | 30 | 3.7635 | N/A | N/A | N/A | N/A | N/A | 112.905
W2478 | WU14 | Up to 2.7 M | 30 | 469.883 | N/A | 469.883 | 469.883 | 469.883 | 469.883 | 70482.45
W2488 | WU14 | 2.7 M up to 3.0 M | 30 | 470.2808 | N/A | 470.2808 | 470.2808 | 470.2808 | 470.2808 | 70542.12
W2498 | WU14 | 3.0 M up to 3.3 M | 20 | 481.388 | N/A | 481.388 | 481.388 | 481.388 | 481.388 | 48138.8
W2508 | WU14 | 3.3 M up to 3.6 M | 20 | 502.0541 | N/A | 502.0541 | 502.0541 | 502.0541 | 502.0541 | 50205.41
W2518 | WU14 | Extra over LM rate for where window is incorporated in a 'bay' or 'combination screen' window location. | 20 | 40.716 | N/A | N/A | N/A | N/A | N/A | 814.32
W2519 | WU14 | Extra over m2 rate for 'Stypolite' obsucure glazing (to inner glazing pane of double glazed unit) to bathroom and W.C. locations. | 20 | 2.4804 | N/A | N/A | N/A | N/A | N/A | 49.608
W2520 | WU15 | Up to 2.7 M | 30 | 395.2565 | N/A | 395.2565 | 395.2565 | 395.2565 | 395.2565 | 59288.475
W2530 | WU15 | 2.7 M up to 3.0 M | 30 | 446.3036 | N/A | 446.3036 | 446.3036 | 446.3036 | 446.3036 | 66945.54
W2540 | WU15 | 3.0 M up to 3.3 M | 20 | 457.2509 | N/A | 457.2509 | 457.2509 | 457.2509 | 457.2509 | 45725.09
W2550 | WU15 | 3.3 M up to 3.6 M | 20 | 468.7871 | N/A | 468.7871 | 468.7871 | 468.7871 | 468.7871 | 46878.71
W2560 | WU15 | Extra over LM rate for where window is incorporated in a 'bay' or 'combination screen' window location. | 20 | 40.716 | N/A | N/A | N/A | N/A | N/A | 814.32
W2561 | WU15 | Extra over m2 rate for 'Stypolite' obsucure glazing (to inner glazing pane of double glazed unit) to bathroom and W.C. locations. | 20 | 2.4804 | N/A | N/A | N/A | N/A | N/A | 49.608
W2562 | WU16 | Up to 2.7 M | 30 | 185.4755 | N/A | 185.4755 | 185.4755 | 185.4755 | 185.4755 | 27821.325
W2572 | WU16 | 2.7 M up to 3.0 M | 30 | 189.0947 | N/A | 189.0947 | 189.0947 | 189.0947 | 189.0947 | 28364.205
W2582 | WU16 | 3.0 M up to 3.3 M | 20 | 196.259 | N/A | 196.259 | 196.259 | 196.259 | 196.259 | 19625.9
W2592 | WU16 | 3.3 M up to 3.6 M | 20 | 202.304 | N/A | 202.304 | 202.304 | 202.304 | 202.304 | 20230.4
W2602 | WU16 | 3.6 M up to 3.9 M | 20 | 240.4031 | N/A | 240.4031 | 240.4031 | 240.4031 | 240.4031 | 24040.31
W2612 | WU16 | Extra over LM rate for where window is incorporated in a 'bay' or 'combination screen' window location. | 20 | 40.716 | N/A | N/A | N/A | N/A | N/A | 814.32
W2613 | WU16 | Extra over m2 rate for 'Stypolite' obsucure glazing (to inner glazing pane of double glazed unit) to bathroom and W.C. locations. | 20 | 2.4804 | N/A | N/A | N/A | N/A | N/A | 49.608
W2614 | WU17 | Up to 2.7 M | 30 | 293.8526 | N/A | 293.8526 | 293.8526 | 293.8526 | 293.8526 | 44077.89
W2624 | WU17 | 2.7 M up to 3.0 M | 30 | 306.1805 | N/A | 306.1805 | 306.1805 | 306.1805 | 306.1805 | 45927.075
W2634 | WU17 | 3.0 M up to 3.3 M | 20 | 311.8238 | N/A | 311.8238 | 311.8238 | 311.8238 | 311.8238 | 31182.38
W2644 | WU17 | 3.3 M up to 3.6 M | 20 | 321.5582 | N/A | 321.5582 | 321.5582 | 321.5582 | 321.5582 | 32155.82
W2654 | WU17 | 3.6 M up to 3.9 M | 20 | 326.1641 | N/A | 326.1641 | 326.1641 | 326.1641 | 326.1641 | 32616.41
W2664 | WU17 | 3.9 M up to 4.2 M | 20 | 335.8946 | N/A | 335.8946 | 335.8946 | 335.8946 | 335.8946 | 33589.46
W2674 | WU17 | 4.2 M up to 4.5 M | 20 | 340.5005 | N/A | 340.5005 | 340.5005 | 340.5005 | 340.5005 | 34050.05
W2684 | WU17 | 4.5 M up to 4.8 M | 20 | 350.2349 | N/A | 350.2349 | 350.2349 | 350.2349 | 350.2349 | 35023.49
W2694 | WU17 | Extra over LM rate for where window is incorporated in a 'bay' or 'combination screen' window location. | 20 | 40.716 | N/A | N/A | N/A | N/A | N/A | 814.32
W2695 | WU17 | Extra over m2 rate for 'Stypolite' obsucure glazing (to inner glazing pane of double glazed unit) to bathroom and W.C. locations. | 20 | 2.4804 | N/A | N/A | N/A | N/A | N/A | 49.608
W2696 | WU17 | Extra over m2 rate for toughened glazing to panes indicated with 'T'. | 30 | 3.7635 | N/A | N/A | N/A | N/A | N/A | 112.905
W2697 | WU17 | Extra over m2 rate for 'Colourcoat' insulated infill panel to panes marked 'INFILL'. | 30 | 36.1959 | N/A | N/A | N/A | N/A | N/A | 1085.877
W2698 | WU18 | Up to 3.0 M | 30 | 417.272 | N/A | 417.272 | 417.272 | 417.272 | 417.272 | 62590.8
W2708 | WU18 | 3.0 M up to 3.3 M | 30 | 421.8779 | N/A | 421.8779 | 421.8779 | 421.8779 | 421.8779 | 63281.685
W2718 | WU18 | 3.3 M up to 3.6 M | 20 | 437.3219 | N/A | 437.3219 | 437.3219 | 437.3219 | 437.3219 | 43732.19
W2728 | WU18 | 3.6 M up to 3.9 M | 20 | 443.4878 | N/A | 443.4878 | 443.4878 | 443.4878 | 443.4878 | 44348.78
W2738 | WU18 | Extra over LM rate for where window is incorporated in a 'bay' or 'combination screen' window location. | 20 | 40.716 | N/A | N/A | N/A | N/A | N/A | 814.32
W2739 | WU18 | Extra over m2 rate for 'Stypolite' obsucure glazing (to inner glazing pane of double glazed unit) to bathroom and W.C. locations. | 20 | 2.4804 | N/A | N/A | N/A | N/A | N/A | 49.608
W2740 | WU18 | Extra over m2 rate for toughened glazing to panes indicated with 'T'. | 30 | 3.7635 | N/A | N/A | N/A | N/A | N/A | 112.905
W2741 | WU18 | Extra over m2 rate for 'Colourcoat' insulated infill panel to panes marked 'INFILL'. | 30 | 36.1959 | N/A | N/A | N/A | N/A | N/A | 1085.877
W2742 | WU19 | Up to 1.8 M | 30 | 303.8093 | N/A | 303.8093 | 303.8093 | 303.8093 | 303.8093 | 45571.395
W2752 | WU19 | 1.8 M up to 2.1 M | 30 | 368.1788 | N/A | 368.1788 | 368.1788 | 368.1788 | 368.1788 | 55226.82
W2762 | WU19 | Extra over LM rate for where window is incorporated in a 'bay' or 'combination screen' window location. | 20 | 40.716 | N/A | N/A | N/A | N/A | N/A | 814.32
W2763 | WU19 | Extra over m2 rate for 'Stypolite' obsucure glazing (to inner glazing pane of double glazed unit) to bathroom and W.C. locations. | 20 | 2.34 | N/A | N/A | N/A | N/A | N/A | 46.8
W2764 | WU20 | Up to 1.8 M | 30 | 465.8972 | N/A | 465.8972 | 465.8972 | 465.8972 | 465.8972 | 69884.58
W2774 | WU20 | 1.8 M up to 2.1 M | 30 | 481.5635 | N/A | 481.5635 | 481.5635 | 481.5635 | 481.5635 | 72234.525
W2784 | WU20 | 2.1 M up to 2.4 M | 50 | 487.5539 | N/A | 487.5539 | 487.5539 | 487.5539 | 487.5539 | 121888.475
W2794 | WU20 | 2.4 M up to 2.7 M | 50 | 490.982 | N/A | 490.982 | 490.982 | 490.982 | 490.982 | 122745.5
W2804 | WU20 | 2.7 M up to 3.0 M | 50 | 494.0435 | N/A | 494.0435 | 494.0435 | 494.0435 | 494.0435 | 123510.875
W2814 | WU20 | 3.0 M up to 3.3 M | 50 | 551.978 | N/A | 551.978 | 551.978 | 551.978 | 551.978 | 137994.5
W2824 | WU20 | Extra over LM rate for where window is incorporated in a 'bay' or 'combination screen' window location. | 50 | 40.716 | N/A | N/A | N/A | N/A | N/A | 2035.8
W2825 | WU20 | Extra over m2 rate for 'Stypolite' obsucure glazing (to inner glazing pane of double glazed unit) to bathroom and W.C. locations. | 50 | 40.716 | N/A | N/A | N/A | N/A | N/A | 2035.8
W2826 | WU20 | Extra over m2 rate for toughened glazing to panes indicated with 'T'. | 50 | 2.34 | N/A | N/A | N/A | N/A | N/A | 117
W0943 | All | Extra over m2 rate for laminated glass for all window styles in accordance with the specification. | 50 | 6.435 | N/A | N/A | N/A | N/A | N/A | 321.75
W0944 | All | Extra over unit cost for replacement of hinges with egress hinges as required. | 50 | 11.7 | N/A | N/A | N/A | N/A | N/A | 585
W0945 | Extra Over | LM rate to carefully remove the existing window board and provide and fix new. Allow for a 35mm projecting, 25 mm thick bullnosed UPVC window board with 35mm notched returns past end reveals. Prepare, prime and apply 2 no. undercoats and 1 no. gloss top coat, colour to match the existing. | 50 | 3.744 | N/A | N/A | N/A | N/A | N/A | 187.2
W0946 | Extra Over | price per m provide and fix a white PVC coated net curtain rod and brackets at midpoint where required due to width of the opening. For clarity the re-fixing of existing net curtain is deemed to be included. | 50 | 9.75 | N/A | N/A | N/A | N/A | N/A | 487.5
W0947 | Extra Over | Single unit rate for all costs associated with employing necessary specialists to retune or re-align any TV, radio and other aerials, telephone cables, re-siting of any satellite dishes during the works | 50 | 97.5 | N/A | N/A | N/A | N/A | N/A | 4875
[9 empty] | Total for evaluation: | 3791381.148

## Timber Windows
Price Framework - Timber Windows
Tenderers are to note that all reference to M = m2, for example up to 1.2 M = up to 1.2 m2
Ref | Style | Size | Volumes for evaluation purposes (for each band where applicable) | Single window | Single property Tilt and turn | 2 to 10 windows | 11 to 25 windows | 26 to 50 windows | 51+ windows | Total
W1885 | WU1 | Up to 1.2 M | 50 | 710.596 | 846.9119 | 781.6556 | 781.6556 | 355.298 | 355.298 | 191570.755
W1895 | WU1 | 1.2 M up to 1.5 M | 50 | 753.709 | 870.5477 | 829.0799 | 829.0799 | 376.8545 | 376.8545 | 201806.276
W1905 | WU1 | 1.5 M up to 1.8 M | 20 | 796.808 | 1137.1305 | 876.4888 | 876.4888 | 398.404 | 398.404 | 89674.4828
W1915 | WU1 | 1.8 M up to 2.1 M | 20 | 843.785 | N/A | 928.1635 | 928.1635 | 421.8925 | 421.8925 | 70877.94
W1925 | WU1 | 2.1 M up to 2.4 M | 20 | 883.601 | N/A | 971.9611 | 971.9611 | 441.8005 | 441.8005 | 74222.484
W1935 | WU1 | 2.4 M up to 2.7 M | 20 | 928.723 | N/A | 1021.5953 | 1021.5953 | 464.3615 | 464.3615 | 78012.732
W1945 | WU1 | Extra over LM rate for where window is incorporated in a 'bay' or 'combination screen' window location. | 20 | 76.104 | N/A | N/A | N/A | N/A | N/A | 1522.08
W1946 | WU1 | Extra over m2 rate for 'Stypolite' obsucure glazing (to inner glazing pane of double glazed unit) to bathroom and W.C. locations. | 20 | 5.082 | N/A | N/A | N/A | N/A | N/A | 101.64
W1947 | WU1 | Extra over m2 rate for toughened glazing to panes indicated with 'T'. | 30 | 12.761 | N/A | N/A | N/A | N/A | N/A | 382.83
W1948 | WU2 | Up to 1.2 M | 30 | 800.322 | N/A | 880.3542 | 880.3542 | 400.161 | 400.161 | 100840.572
W1958 | WU2 | 1.2 M up to 1.5 M | 30 | 853.858 | N/A | 939.2438 | 939.2438 | 426.929 | 426.929 | 107586.108
W1968 | WU2 | 1.5 M up to 1.8 M | 20 | 906.351 | N/A | 996.9861 | 996.9861 | 453.1755 | 453.1755 | 76133.484
W1978 | WU2 | 1.8 M up to 2.1 M | 20 | 958.487 | N/A | 1054.3357 | 1054.3357 | 479.2435 | 479.2435 | 80512.908
W1988 | WU2 | 2.1 M up to 2.4 M | 20 | 1006.535 | N/A | 1107.1885 | 1107.1885 | 503.2675 | 503.2675 | 84548.94
W1998 | WU2 | 2.4 M up to 2.7 M | 20 | 1059.441 | N/A | 1165.3851 | 1165.3851 | 529.7205 | 529.7205 | 88993.044
W2008 | WU2 | Extra over LM rate for where window is incorporated in a 'bay' or 'combination screen' window location. | 20 | 153.454 | N/A | N/A | N/A | N/A | N/A | 3069.08
W2009 | WU2 | Extra over m2 rate for 'Stypolite' obsucure glazing (to inner glazing pane of double glazed unit) to bathroom and W.C. locations. | 20 | 7.91 | N/A | N/A | N/A | N/A | N/A | 158.2
W2010 | WU2 | Extra over m2 rate for toughened glazing to panes indicated with 'T'. | 30 | 7.91 | N/A | N/A | N/A | N/A | N/A | 237.3
W2011 | WU3 | Up to 1.2 M | 30 | 811.179 | N/A | 892.2969 | 892.2969 | 405.5895 | 405.5895 | 102208.554
W2021 | WU3 | 1.2 M up to 1.5 M | 30 | 873.066 | N/A | 960.3726 | 960.3726 | 436.533 | 436.533 | 110006.316
W2031 | WU3 | Extra over LM rate for where window is incorporated in a 'bay' or 'combination screen' window location. | 20 | 114.0622 | N/A | N/A | N/A | N/A | N/A | 2281.244
W2032 | WU3 | Extra over m2 rate for 'Stypolite' obsucure glazing (to inner glazing pane of double glazed unit) to bathroom and W.C. locations. | 20 | 7.91 | N/A | N/A | N/A | N/A | N/A | 158.2
W2033 | WU3 | Extra over m2 rate for toughened glazing to panes indicated with 'T'. | 30 | 7.91 | N/A | N/A | N/A | N/A | N/A | 237.3
W2034 | WU4 | Up to 1.2 M | 30 | 712.423 | 846.9119 | 783.6653 | 783.6653 | 356.2115 | 356.2115 | 115172.655
W2044 | WU4 | Extra over LM rate for where window is incorporated in a 'bay' or 'combination screen' window location. | 30 | 153.454 | N/A | N/A | N/A | N/A | N/A | 4603.62
W2045 | WU4 | Extra over m2 rate for 'Stypolite' obsucure glazing (to inner glazing pane of double glazed unit) to bathroom and W.C. locations. | 20 | 7.91 | N/A | N/A | N/A | N/A | N/A | 158.2
W2046 | WU5 | Up to 1.2 M | 30 | 684.92 | 836.9816 | 753.412 | 753.412 | 342.46 | 342.46 | 111409.369
W2056 | WU5 | 1.2 M up to 1.5 M | 30 | 736.657 | 870.5477 | 810.3227 | 810.3227 | 368.3285 | 368.3285 | 118935.2136
W2066 | WU5 | Extra over m2 rate for 'Stypolite' obsucure glazing (to inner glazing pane of double glazed unit) to bathroom and W.C. locations. | 20 | 7.91 | N/A | N/A | N/A | N/A | N/A | 158.2
W2067 | WU6 | Up to 1.2 M | 20 | 640.631 | N/A | 704.6941 | 704.6941 | 320.3155 | 320.3155 | 53813.004
W2077 | WU6 | 1.2 M up to 1.5 M | 30 | 692.368 | N/A | 761.6048 | 761.6048 | 346.184 | 346.184 | 87238.368
W2087 | WU6 | 1.5 M up to 1.8 M | 20 | 744.861 | N/A | 819.3471 | 819.3471 | 372.4305 | 372.4305 | 62568.324
W2097 | WU6 | 1.8 M up to 2.1 M | 20 | 785.02 | N/A | 863.522 | 863.522 | 392.51 | 392.51 | 65941.68
W2107 | WU6 | Extra over LM rate for where window is incorporated in a 'bay' or 'combination screen' window location. | 20 | 113.904 | N/A | N/A | N/A | N/A | N/A | 2278.08
W2108 | WU6 | Extra over m2 rate for 'Stypolite' obsucure glazing (to inner glazing pane of double glazed unit) to bathroom and W.C. locations. | 20 | 7.91 | N/A | N/A | N/A | N/A | N/A | 158.2
W2109 | WU7 | Up to 1.8 M | 20 | 942.149 | N/A | 1036.3639 | 1036.3639 | 471.0745 | 471.0745 | 79140.516
W2119 | WU7 | 1.8 M up to 2.1 M | 20 | 1000.305 | N/A | 1100.3355 | 1100.3355 | 500.1525 | 500.1525 | 84025.62
W2129 | WU7 | 2.1 M up to 2.4 M | 20 | 1039.953 | N/A | 1143.9483 | 1143.9483 | 519.9765 | 519.9765 | 87356.052
W2139 | WU7 | 2.4 M up to 2.7 M | 20 | 1084.865 | N/A | 1193.3515 | 1193.3515 | 542.4325 | 542.4325 | 91128.66
W2149 | WU7 | Extra over LM rate for where window is incorporated in a 'bay' or 'combination screen' window location. | 20 | 153.454 | N/A | N/A | N/A | N/A | N/A | 3069.08
W2150 | WU7 | Extra over m2 rate for 'Stypolite' obsucure glazing (to inner glazing pane of double glazed unit) to bathroom and W.C. locations. | 20 | 7.91 | N/A | N/A | N/A | N/A | N/A | 158.2
W2151 | WU7 | Extra over m2 rate for toughened glazing to panes indicated with 'T'. | 30 | 7.91 | N/A | N/A | N/A | N/A | N/A | 237.3
W2152 | WU8 | Up to 1.8 M | 30 | 926.763 | N/A | 1019.4393 | 1019.4393 | 463.3815 | 463.3815 | 116772.138
W2162 | WU8 | 1.8 M up to 2.1 M | 30 | 986.095 | N/A | 1084.7045 | 1084.7045 | 493.0475 | 493.0475 | 124247.97
W2172 | WU8 | 2.1 M up to 2.4 M | 20 | 1026.863 | N/A | 1129.5493 | 1129.5493 | 513.4315 | 513.4315 | 86256.492
W2182 | WU8 | 2.4 M up to 2.7 M | 20 | 1077.991 | N/A | 1185.7901 | 1185.7901 | 538.9955 | 538.9955 | 90551.244
W2192 | WU8 | 2.7 M up to 3.0 M | 20 | 1130.309 | N/A | 1243.3399 | 1243.3399 | 565.1545 | 565.1545 | 94945.956
W2202 | WU8 | 3.0 M up to 3.3 M | 20 | 1171.077 | N/A | 1288.1847 | 1288.1847 | 585.5385 | 585.5385 | 98370.468
W2212 | WU8 | Extra over LM rate for where window is incorporated in a 'bay' or 'combination screen' window location. | 20 | 114.0622 | N/A | N/A | N/A | N/A | N/A | 2281.244
W2213 | WU8 | Extra over m2 rate for 'Stypolite' obsucure glazing (to inner glazing pane of double glazed unit) to bathroom and W.C. locations. | 20 | 7.91 | N/A | N/A | N/A | N/A | N/A | 158.2
W2214 | WU8 | Extra over m2 rate for toughened glazing to panes indicated with 'T'. | 30 | 7.91 | N/A | N/A | N/A | N/A | N/A | 237.3
W2215 | WU9 | Up to 2.1 M | 30 | 839.809 | 1137.1305 | 923.7899 | 923.7899 | 419.9045 | 419.9045 | 139929.8502
W2225 | WU9 | 2.1 M up to 2.4 M | 30 | 891.35 | 1165.0607 | 980.485 | 980.485 | 445.675 | 445.675 | 147261.9225
W2235 | WU9 | 2.4 M up to 2.7 M | 20 | 950.416 | 1194.4998 | 1045.4576 | 1045.4576 | 475.208 | 475.208 | 103724.9398
W2245 | WU9 | Extra over LM rate for where window is incorporated in a 'bay' or 'combination screen' window location. | 20 | 114.0622 | N/A | N/A | N/A | N/A | N/A | 2281.244
W2246 | WU9 | Extra over m2 rate for 'Stypolite' obsucure glazing (to inner glazing pane of double glazed unit) to bathroom and W.C. locations. | 20 | 7.91 | N/A | N/A | N/A | N/A | N/A | 158.2
W2247 | WU10 | Up to 1.8 M | 30 | 835.931 | N/A | 919.5241 | 919.5241 | 417.9655 | 417.9655 | 105327.306
W2257 | WU10 | 1.8 M up to 2.1 M | 30 | 894.087 | N/A | 983.4957 | 983.4957 | 447.0435 | 447.0435 | 112654.962
W2267 | WU10 | 2.1 M up to 2.4 M | 20 | 926.091 | N/A | 1018.7001 | 1018.7001 | 463.0455 | 463.0455 | 77791.644
W2277 | WU10 | 2.4 M up to 2.7 M | 20 | 962.568 | N/A | 1058.8248 | 1058.8248 | 481.284 | 481.284 | 80855.712
W2287 | WU10 | 2.7 M up to 3.0 M | 20 | 1004.071 | N/A | 1104.4781 | 1104.4781 | 502.0355 | 502.0355 | 84341.964
W2297 | WU10 | Extra over LM rate for where window is incorporated in a 'bay' or 'combination screen' window location. | 20 | 114.0622 | N/A | N/A | N/A | N/A | N/A | 2281.244
W2298 | WU10 | Extra over m2 rate for 'Stypolite' obsucure glazing (to inner glazing pane of double glazed unit) to bathroom and W.C. locations. | 20 | 7.91 | N/A | N/A | N/A | N/A | N/A | 158.2
W2299 | WU11 | Up to 2.4 M | 30 | 1263.456 | N/A | 1389.8016 | 1389.8016 | 631.728 | 631.728 | 159195.456
W2309 | WU11 | 2.4 M up to 2.7 M | 30 | 1318.595 | N/A | 1450.4545 | 1450.4545 | 659.2975 | 659.2975 | 166142.97
W2319 | WU11 | 2.7 M up to 3.0 M | 20 | 1364.424 | N/A | 1500.8664 | 1500.8664 | 682.212 | 682.212 | 114611.616
W2329 | WU11 | 3.0 M up to 3.3 M | 20 | 1415.867 | N/A | 1557.4537 | 1557.4537 | 707.9335 | 707.9335 | 118932.828
W2339 | WU11 | 3.3 M up to 3.6 M | 20 | 1482.213 | N/A | 1630.4343 | 1630.4343 | 741.1065 | 741.1065 | 124505.892
W2349 | WU11 | 3.6 M up to 3.9 M | 20 | 1538.696 | N/A | 1692.5656 | 1692.5656 | 769.348 | 769.348 | 129250.464
W2359 | WU11 | 3.9 M up to 4.2 M | 20 | 1594.353 | N/A | 1753.7883 | 1753.7883 | 797.1765 | 797.1765 | 133925.652
W2369 | WU11 | Extra over LM rate for where window is incorporated in a 'bay' or 'combination screen' window location. | 20 | 114.0622 | N/A | N/A | N/A | N/A | N/A | 2281.244
W2370 | WU11 | Extra over m2 rate for 'Stypolite' obsucure glazing (to inner glazing pane of double glazed unit) to bathroom and W.C. locations. | 20 | 7.91 | N/A | N/A | N/A | N/A | N/A | 158.2
W2371 | WU11 | Extra over m2 rate for toughened glazing to panes indicated with 'T'. | 30 | 7.91 | N/A | N/A | N/A | N/A | N/A | 237.3
W2372 | WU12 | Up to 1.5 M | 30 | 768.598 | 971.329 | 845.4578 | 845.4578 | 384.299 | 384.299 | 125983.2189
W2382 | WU12 | 1.5 M up to 1.8 M | 30 | 821.07 | 1002.3283 | 903.177 | 903.177 | 410.535 | 410.535 | 133524.6696
W2392 | WU12 | 1.8 M up to 2.1 M | 20 | 873.563 | 1025.7024 | 960.9193 | 960.9193 | 436.7815 | 436.7815 | 93893.3394
W2402 | WU12 | 2.1 M up to 2.4 M | 20 | 912.462 | 1046.2051 | 1003.7082 | 1003.7082 | 456.231 | 456.231 | 97570.9098
W2412 | WU12 | 2.4 M up to 2.7 M | 20 | 960.013 | 1071.0405 | 1056.0143 | 1056.0143 | 480.0065 | 480.0065 | 102061.9022
W2422 | WU12 | Extra over LM rate for where window is incorporated in a 'bay' or 'combination screen' window location. | 20 | 114.0622 | N/A | N/A | N/A | N/A | N/A | 2281.244
W2423 | WU12 | Extra over m2 rate for 'Stypolite' obsucure glazing (to inner glazing pane of double glazed unit) to bathroom and W.C. locations. | 20 | 7.91 | N/A | N/A | N/A | N/A | N/A | 158.2
W2424 | WU12 | Extra over m2 rate for toughened glazing to panes indicated with 'T'. | 30 | 7.91 | N/A | N/A | N/A | N/A | N/A | 237.3
W2425 | WU13 | Up to 2.7 M | 30 | 1136.945 | 1215.0282 | 1250.6395 | 1250.6395 | 568.4725 | 568.4725 | 179705.9166
W2435 | WU13 | 2.7 M up to 3.0 M | 30 | 1179.715 | 1239.1063 | 1297.6865 | 1297.6865 | 589.8575 | 589.8575 | 185817.2778
W2445 | WU13 | 3.0 M up to 3.3 M | 20 | 1221.694 | 1263.1843 | 1343.8634 | 1343.8634 | 610.847 | 610.847 | 127885.982
W2455 | WU13 | 3.3 M up to 3.6 M | 20 | 1268.874 | 1263.1843 | 1395.7614 | 1395.7614 | 634.437 | 634.437 | 131849.102
W2465 | WU13 | 3.6 M up to 3.9 M | 20 | 1311.637 | 1504.463 | 1442.8007 | 1442.8007 | 655.8185 | 655.8185 | 140266.7686
W2475 | WU13 | Extra over LM rate for where window is incorporated in a 'bay' or 'combination screen' window location. | 20 | 114.0622 | N/A | N/A | N/A | N/A | N/A | 2281.244
W2476 | WU13 | Extra over m2 rate for 'Stypolite' obsucure glazing (to inner glazing pane of double glazed unit) to bathroom and W.C. locations. | 20 | 7.91 | N/A | N/A | N/A | N/A | N/A | 158.2
W2477 | WU13 | Extra over m2 rate for toughened glazing to panes indicated with 'T'. | 30 | 7.91 | N/A | N/A | N/A | N/A | N/A | 237.3
W2478 | WU14 | Up to 2.7 M | 30 | 1076.255 | N/A | 1183.8805 | 1183.8805 | 538.1275 | 538.1275 | 135608.13
W2488 | WU14 | 2.7 M up to 3.0 M | 30 | 1129.7 | N/A | 1242.67 | 1242.67 | 564.85 | 564.85 | 142342.2
W2498 | WU14 | 3.0 M up to 3.3 M | 20 | 1180.394 | N/A | 1298.4334 | 1298.4334 | 590.197 | 590.197 | 99153.096
W2508 | WU14 | 3.3 M up to 3.6 M | 20 | 1219.405 | N/A | 1341.3455 | 1341.3455 | 609.7025 | 609.7025 | 102430.02
W2518 | WU14 | Extra over LM rate for where window is incorporated in a 'bay' or 'combination screen' window location. | 20 | 114.0622 | N/A | N/A | N/A | N/A | N/A | 2281.244
W2519 | WU14 | Extra over m2 rate for 'Stypolite' obsucure glazing (to inner glazing pane of double glazed unit) to bathroom and W.C. locations. | 20 | 7.91 | N/A | N/A | N/A | N/A | N/A | 158.2
W2520 | WU15 | Up to 2.7 M | 30 | 1231.732 | N/A | 1354.9052 | 1354.9052 | 615.866 | 615.866 | 155198.232
W2530 | WU15 | 2.7 M up to 3.0 M | 30 | 1278.45 | N/A | 1406.295 | 1406.295 | 639.225 | 639.225 | 161084.7
W2540 | WU15 | 3.0 M up to 3.3 M | 20 | 1323.537 | N/A | 1455.8907 | 1455.8907 | 661.7685 | 661.7685 | 111177.108
W2550 | WU15 | 3.3 M up to 3.6 M | 20 | 1374.637 | N/A | 1512.1007 | 1512.1007 | 687.3185 | 687.3185 | 115469.508
W2560 | WU15 | Extra over LM rate for where window is incorporated in a 'bay' or 'combination screen' window location. | 20 | 114.0622 | N/A | N/A | N/A | N/A | N/A | 2281.244
W2561 | WU15 | Extra over m2 rate for 'Stypolite' obsucure glazing (to inner glazing pane of double glazed unit) to bathroom and W.C. locations. | 20 | 7.91 | N/A | N/A | N/A | N/A | N/A | 158.2
W2562 | WU16 | Up to 2.7 M | 30 | 833.32 | N/A | 916.652 | 916.652 | 416.66 | 416.66 | 104998.32
W2572 | WU16 | 2.7 M up to 3.0 M | 30 | 922.185 | N/A | 1014.4035 | 1014.4035 | 461.0925 | 461.0925 | 116195.31
W2582 | WU16 | 3.0 M up to 3.3 M | 20 | 966.411 | N/A | 1063.0521 | 1063.0521 | 483.2055 | 483.2055 | 81178.524
W2592 | WU16 | 3.3 M up to 3.6 M | 20 | 1009.594 | N/A | 1110.5534 | 1110.5534 | 504.797 | 504.797 | 84805.896
W2602 | WU16 | 3.6 M up to 3.9 M | 20 | 1188.227 | N/A | 1307.0497 | 1307.0497 | 594.1135 | 594.1135 | 99811.068
W2612 | WU16 | Extra over LM rate for where window is incorporated in a 'bay' or 'combination screen' window location. | 20 | 114.0622 | N/A | N/A | N/A | N/A | N/A | 2281.244
W2613 | WU16 | Extra over m2 rate for 'Stypolite' obsucure glazing (to inner glazing pane of double glazed unit) to bathroom and W.C. locations. | 20 | 7.91 | N/A | N/A | N/A | N/A | N/A | 158.2
W2614 | WU17 | Up to 2.7 M | 30 | 1116.792 | N/A | 1228.4712 | 1228.4712 | 558.396 | 558.396 | 140715.792
W2624 | WU17 | 2.7 M up to 3.0 M | 30 | 1161.97 | N/A | 1278.167 | 1278.167 | 580.985 | 580.985 | 146408.22
W2634 | WU17 | 3.0 M up to 3.3 M | 20 | 1210.207 | N/A | 1331.2277 | 1331.2277 | 605.1035 | 605.1035 | 101657.388
W2644 | WU17 | 3.3 M up to 3.6 M | 20 | 1244.689 | N/A | 1369.1579 | 1369.1579 | 622.3445 | 622.3445 | 104553.876
W2654 | WU17 | 3.6 M up to 3.9 M | 20 | 1286.913 | N/A | 1415.6043 | 1415.6043 | 643.4565 | 643.4565 | 108100.692
W2664 | WU17 | 3.9 M up to 4.2 M | 20 | 1327.226 | N/A | 1459.9486 | 1459.9486 | 663.613 | 663.613 | 111486.984
W2674 | WU17 | 4.2 M up to 4.5 M | 20 | 1370.605 | N/A | 1507.6655 | 1507.6655 | 685.3025 | 685.3025 | 115130.82
W2684 | WU17 | 4.5 M up to 4.8 M | 20 | 1410.925 | N/A | 1552.0175 | 1552.0175 | 705.4625 | 705.4625 | 118517.7
W2694 | WU17 | Extra over LM rate for where window is incorporated in a 'bay' or 'combination screen' window location. | 20 | 114.0622 | N/A | N/A | N/A | N/A | N/A | 2281.244
W2695 | WU17 | Extra over m2 rate for 'Stypolite' obsucure glazing (to inner glazing pane of double glazed unit) to bathroom and W.C. locations. | 20 | 7.91 | N/A | N/A | N/A | N/A | N/A | 158.2
W2696 | WU17 | Extra over m2 rate for toughened glazing to panes indicated with 'T'. | 30 | 7.91 | N/A | N/A | N/A | N/A | N/A | 237.3
W2697 | WU17 | Extra over m2 rate for 'Colourcoat' insulated infill panel to panes marked 'INFILL'. | 30 | 90.965 | N/A | N/A | N/A | N/A | N/A | 2728.95
W2698 | WU18 | Up to 3.0 M | 30 | 1413.487 | N/A | 1554.8357 | 1554.8357 | 706.7435 | 706.7435 | 178099.362
W2708 | WU18 | 3.0 M up to 3.3 M | 30 | 1455.998 | N/A | 1601.5978 | 1601.5978 | 727.999 | 727.999 | 183455.748
W2718 | WU18 | 3.3 M up to 3.6 M | 20 | 1499.335 | N/A | 1649.2685 | 1649.2685 | 749.6675 | 749.6675 | 125944.14
W2728 | WU18 | 3.6 M up to 3.9 M | 20 | 1541.797 | N/A | 1695.9767 | 1695.9767 | 770.8985 | 770.8985 | 129510.948
W2738 | WU18 | Extra over LM rate for where window is incorporated in a 'bay' or 'combination screen' window location. | 20 | 114.0622 | N/A | N/A | N/A | N/A | N/A | 2281.244
W2739 | WU18 | Extra over m2 rate for 'Stypolite' obsucure glazing (to inner glazing pane of double glazed unit) to bathroom and W.C. locations. | 20 | 6.328 | N/A | N/A | N/A | N/A | N/A | 126.56
W2740 | WU18 | Extra over m2 rate for toughened glazing to panes indicated with 'T'. | 30 | 7.91 | N/A | N/A | N/A | N/A | N/A | 237.3
W2741 | WU18 | Extra over m2 rate for 'Colourcoat' insulated infill panel to panes marked 'INFILL'. | 30 | 90.965 | N/A | N/A | N/A | N/A | N/A | 2728.95
W2742 | WU19 | Up to 1.8 M | 30 | 799.496 | N/A | 879.4456 | 879.4456 | 399.748 | 399.748 | 100736.496
W2752 | WU19 | 1.8 M up to 2.1 M | 30 | 847.432 | N/A | 932.1752 | 932.1752 | 423.716 | 423.716 | 106776.432
W2762 | WU19 | Extra over LM rate for where window is incorporated in a 'bay' or 'combination screen' window location. | 20 | 114.0622 | N/A | N/A | N/A | N/A | N/A | 2281.244
W2763 | WU19 | Extra over m2 rate for 'Stypolite' obsucure glazing (to inner glazing pane of double glazed unit) to bathroom and W.C. locations. | 20 | 7.91 | N/A | N/A | N/A | N/A | N/A | 158.2
W2764 | WU20 | Up to 1.8 M | 30 | 1068.926 | N/A | 1175.8186 | 1175.8186 | 534.463 | 534.463 | 134684.676
W2774 | WU20 | 1.8 M up to 2.1 M | 30 | 1140.214 | N/A | 1254.2354 | 1254.2354 | 570.107 | 570.107 | 143666.964
W2784 | WU20 | 2.1 M up to 2.4 M | 50 | 1203.417 | N/A | 1323.7587 | 1323.7587 | 601.7085 | 601.7085 | 252717.57
W2794 | WU20 | 2.4 M up to 2.7 M | 50 | 1272.276 | N/A | 1399.5036 | 1399.5036 | 636.138 | 636.138 | 267177.96
W2804 | WU20 | 2.7 M up to 3.0 M | 50 | 1337.908 | N/A | 1471.6988 | 1471.6988 | 668.954 | 668.954 | 280960.68
W2814 | WU20 | 3.0 M up to 3.3 M | 50 | 1401.895 | N/A | 1542.0845 | 1542.0845 | 700.9475 | 700.9475 | 294397.95
W2824 | WU20 | Extra over LM rate for where window is incorporated in a 'bay' or 'combination screen' window location. | 50 | 114.0622 | N/A | N/A | N/A | N/A | N/A | 5703.11
W2825 | WU20 | Extra over m2 rate for 'Stypolite' obsucure glazing (to inner glazing pane of double glazed unit) to bathroom and W.C. locations. | 50 | 7.91 | N/A | N/A | N/A | N/A | N/A | 395.5
W2826 | WU20 | Extra over m2 rate for toughened glazing to panes indicated with 'T'. | 50 | 7.91 | N/A | N/A | N/A | N/A | N/A | 395.5
W0943 | All | Extra over m2 rate for laminated glass for all window styles in accordance with the specification. | 50 | 7.91 | N/A | N/A | N/A | N/A | N/A | 395.5
W0944 | All | Extra over unit cost for replacement of hinges with egress hinges as required. | 50 | 6.328 | N/A | N/A | N/A | N/A | N/A | 316.4
W0945 | Extra Over | LM rate to carefully remove the existing window board and provide and fix new. Allow for a 35mm projecting, 25 mm thick bullnosed UPVC window board with 35mm notched returns past end reveals. Prepare, prime and apply 2 no. undercoats and 1 no. gloss top coat, colour to match the existing. | 50 | 43.335 | N/A | N/A | N/A | N/A | N/A | 2166.75
W0946 | Extra Over | price per m provide and fix a white PVC coated net curtain rod and brackets at midpoint where required due to width of the opening. For clarity the re-fixing of existing net curtain is deemed to be included. | 50 | 21.978 | N/A | N/A | N/A | N/A | N/A | 1098.9
W0947 | Extra Over | Single unit rate for all costs associated with employing necessary specialists to retune or re-align any TV, radio and other aerials, telephone cables, re-siting of any satellite dishes during the works | 50 | 710.596 | N/A | N/A | N/A | N/A | N/A | 35529.8
[9 empty] | Total for evaluation: | 10897126.7029

## Door Styles
Price Framework - Door Styles
Pricing to include for (but not limited to) the following:-
1. | Take out and cart away existing door, frame and debris.
2. | Supply and install new door, frame and threshold etc.
3. | Silicone seal
4. | Pointing to cills
5. | Make good to brickwork (quarter batts etc).
6. | Internal acrylic pointing
7. | Internal plaster patch pointing
8. | Internal moulding (if required)
9. | Make good internal and external finishes, decorations etc.
10. | Form infill to arch head of door where applicable
11. | Temporary removal and re-fixing of communication cables etc.
All styles to be offered with the colour choices set out in the Specification
HSD 600 | Composite door | HSD 601 | Composite door
| Stypolite' obscure glazing to be installed all as per specification. |  | Stypolite' obscure glazing to be installed all as per specification.
HSD 603 | Composite door | HSD 604 | Composite door
| Stypolite' obscure glazing to be installed all as per specification. |  | Stypolite' obscure glazing to be installed all as per specification.
HSD 677 | Composite door
Stypolite' obscure glazing to be installed all as per specification.

## Doors
Price Framework - Door Replacements
uPVC Door Replacements
Ref | Description | Size | Single property | 2 to 10 properties | 11 to 25 properties | 26 to 50 properties | 51+ properties | Total | Volumes for evaluation purposes (for each band where applicable)
N/A | Adjustment | % Uplift for using brown colour finish on the extenal face | 30% | N/A | N/A | N/A | N/A | N/A | N/A
N/A | Adjustment | % Uplift for using brown colour finish on both faces | 37.5% | N/A | N/A | N/A | N/A | N/A | N/A
D0001 | HSD 600 | Standard 1981mm x 838mm | 1668.0759 | 1360.1999 | 1360.1999 | 1360.1999 | 1360.1999 | 213266.2648 | 30
D0006 | HSD 601 | Standard 1981mm x 838mm | 1684.0208 | 1375.6639 | 1375.6639 | 1375.6639 | 1375.6639 | 215600.291 | 30
D0011 | HSD 603 | Standard 1981mm x 838mm | 1699.9656 | 1391.1087 | 1391.1087 | 1391.1087 | 1391.1087 | 217932.0091 | 30
D0016 | HSD 604 | Standard 1981mm x 838mm | 1699.9656 | 1391.1087 | 1391.1087 | 1391.1087 | 1391.1087 | 217932.0091 | 30
D0021 | HSD 677 | Standard 1981mm x 838mm | 1851.836 | 1538.2283 | 1538.2283 | 1538.2283 | 1538.2283 | 240142.4753 | 30
D0046 | Extra over rate | For an integeral fan light which is supplementary to the door (Average height 600mm) | 588.7114 | N/A | N/A | N/A | N/A | 17661.3431 | 30
[7 empty] | Sub-Total A: | 1122534.3925
Composite Door Replacements
Ref | Description | Size | Single property | 2 to 10 properties | 11 to 25 properties | 26 to 50 properties | 51+ properties | Total | Volumes for evaluation purposes (for each band where applicable)
N/A | Adjustment | % Uplift for colour finish to both faces (single side colour to be included in all prices) | 45% | N/A | N/A | N/A | N/A | N/A | N/A
D0052 | HSD 601 | Standard 1981mm x 838mm | 2060.9271 | 1740.7798 | 1740.7798 | 1740.7798 | 1740.7798 | 270721.3919 | 30
D0057 | HSD 603 | Standard 1981mm x 838mm | 2475.0316 | 2141.9592 | 2141.9592 | 2141.9592 | 2141.9592 | 331286.0535 | 30
D0062 | HSD 604 | Standard 1981mm x 838mm | 2113.0508 | 1791.2879 | 1791.2879 | 1791.2879 | 1791.2879 | 278346.0698 | 30
D0067 | HSD 677 | Standard 1981mm x 838mm | 2242.4368 | 1916.6156 | 1916.6156 | 1916.6156 | 1916.6156 | 297266.9727 | 30
D0092 | Extra over rate | For an integeral fan light which is supplementary to the door (Average height 600mm) | 814.6552 | N/A | N/A | N/A | N/A | 24439.6551 | 30
[7 empty] | Sub-Total B: | 1202060.143
Timber Door Replacements
Ref | Description | Size | Single property | 2 to 10 properties | 11 to 25 properties | 26 to 50 properties | 51+ properties | Total | Volumes for evaluation purposes (for each band where applicable)
D0093 | HSD 600 | Standard 1981mm x 838mm | 1347.0254 | 1347.0254 | 1347.0254 | 1347.0254 | 1347.0254 | 202053.8031 | 30
D0098 | HSD 601 | Standard 1981mm x 838mm | 1501.5333 | 1501.5333 | 1501.5333 | 1501.5333 | 1501.5333 | 225230.0003 | 30
D0103 | HSD 603 | Standard 1981mm x 838mm | 1502.4001 | 1502.4001 | 1502.4001 | 1502.4001 | 1502.4001 | 225360.021 | 30
D0108 | HSD 604 | Standard 1981mm x 838mm | 1513.6019 | 1513.6019 | 1513.6019 | 1513.6019 | 1513.6019 | 227040.2891 | 30
D0113 | HSD 677 | Standard 1981mm x 838mm | 1513.6019 | 1513.6019 | 1513.6019 | 1513.6019 | 1513.6019 | 227040.2891 | 30
D0138 | Extra over rate | For an integeral fan light which is supplementary to the door (Average height 600mm) | 285.131 | N/A | N/A | N/A | N/A | 8553.9287 | 30
[7 empty] | Sub-Total C: | 1115278.3312
Aluminium Door Replacements
Ref | Description | Size | Single property | 2 to 10 properties | 11 to 25 properties | 26 to 50 properties | 51+ properties | Total | Volumes for evaluation purposes (for each band where applicable)
D0139 | HSD 600 | Standard 1981mm x 838mm | 730.9617 | 730.9617 | 730.9617 | 730.9617 | 730.9617 | 109644.25 | 30
D0144 | HSD 601 | Standard 1981mm x 838mm | 730.9617 | 730.9617 | 730.9617 | 730.9617 | 730.9617 | 109644.25 | 30
D0149 | HSD 603 | Standard 1981mm x 838mm | 730.9617 | 730.9617 | 730.9617 | 730.9617 | 730.9617 | 109644.25 | 30
D0154 | HSD 604 | Standard 1981mm x 838mm | 730.9617 | 730.9617 | 730.9617 | 730.9617 | 730.9617 | 109644.25 | 30
D0159 | HSD 677 | Standard 1981mm x 838mm | 730.9617 | 730.9617 | 730.9617 | 730.9617 | 730.9617 | 109644.25 | 30
D0179 | UD | Standard 1981mm x 838mm | 730.9617 | 730.9617 | 730.9617 | 730.9617 | 730.9617 | 109644.25 | 30
D0184 | Extra over rate | For an integeral fan light which is supplementary to the door (Average height 600mm) | 216.6167 | N/A | N/A | N/A | N/A | 6498.5 | 30
[7 empty] | Sub-Total D: | 664364
[7 empty] | TOTAL FOR EVALUATION (A+B+C+D): | 4104236.8667

## Window and Door Bespoke Rates
Price Framework - Additonal Bepoke Rates
Ref | Description | Unit | Rate | Volume for evaluation purposes | Total for evaluation
BR1 | Standard external window cill | Price per m | 4.6546 | 20 | 93.0918
BR2 | Extended 180mm external window cill | Price per m | 5.7445 | 20 | 114.8901
BR3 | Extended 225mm external window cill | Price per m | 11.053 | 20 | 221.0609
BR4 | Welding to bay window external cill | Price per weld | 10.6299 | 20 | 212.598
BR5 | Bay pole; n.e. 1900mm; circular | Price each | 142.4458 | 20 | 2848.916
BR6 | Corner post; n.e. 1900mm; 90 degree square | Price each | 61.6509 | 20 | 1233.0172
BR7 | Packing out rebate after removal of box sash | Price per m | 180.7083 | 20 | 3614.1663
BR8 | Extra over for toughened glazing in lieu of clear float glazing | Price per m2 | 57.4066 | 20 | 1148.1319
BR9 | Obscure glazing in lieu of clear glazing | Price per m2 | 74.4093 | 20 | 1488.1861
BR10 | Fixed panels in lieu of clear float glazing. | Price per m2 | 78.6664 | 20 | 1573.3279
BR11 | Laminated Glass 6.4mm | Price per m2 | 63.7794 | 20 | 1275.5881
BR12 | Laminated Glass 6.8mm | Price per m2 | 63.7794 | 20 | 1275.5881
BR13 | Single Georgian Bar | Price each | 12.7584 | 20 | 255.1689
BR14 | Fire escape Hinges | Price each | 9.2451 | 20 | 184.9013
BR15 | Concealed window Restrictor | Price each | 4.0135 | 20 | 80.2692
BR16 | Trickle vents | Price each | 3.8211 | 20 | 76.4224
BR17 | Bay Poles | Price per m | 61.6509 | 20 | 1233.0172
BR18 | Coupling Mullion | Price per m | 42.5196 | 20 | 850.3921
BR19 | Frame Extension 15mm White | Price per m | 2.1285 | 20 | 42.5709
BR20 | Frame Extension 30mm White | Price per m | 2.9748 | 20 | 59.4967
BR21 | Frame Extension 50mm White | Price per m | 4.4879 | 20 | 89.7579
BR22 | Box Sash | Price per l/m | 180.7083 | 20 | 3614.1663
BR23 | Not used
BR24 | Internal Cappit Board | Price per l/m | 25.1963 | 20 | 503.9265
BR25 | Render repairs ne 150mm | Price per l/m | 74.4093 | 20 | 1488.1861
BR26 | Cat flap | Price each | 53.5085 | 20 | 1070.1707
BR27 | Letterplate (TS008) | Price each | 80.7949 | 20 | 1615.8988
BR28 | Numerals | Price each | 10.6299 | 20 | 212.598
BR29 | Security Chain | Price each | 21.2598 | 20 | 425.196
BR30 | Spyhole & Knocker | Price each | 59.5223 | 20 | 1190.4463
28091.1479

## Roofing
Price Framework - Flat and Pitched Roofing
Type | Roof type | Roof Type Image | Covering Type | Roof Size (Plan Area) | Single property | 2-10 properties | 11-25 properties | 26-50 properties | 51+ properties | Total | 2_Check_1 | 2_Check_2 | 2_Check_3 | 2_Check_4 | 2_Check_5 | 2_Total | 4_Check_1 | 4_Check_2 | 4_Check_3 | 4_Check_4 | 4_Check_5 | 4_Total
House/Bungalow | Flat |  | Asphalt | 0m2 to 10m2 | 1015 | 1015 | 1015 | 1015 | 1015 | 5075 | Shade | Shade | Shade | Shade | Shade | Shade | Shade | Shade | Shade | Shade | Shade | Shade
House/Bungalow | Flat |  | Asphalt | 10m2 to 20m2 | 2030 | 2030 | 2030 | 2030 | 2030 | 10150
House/Bungalow | Flat |  | Asphalt | 20m2 to 30m2 | 3045 | 3045 | 3045 | 3045 | 3045 | 15225
House/Bungalow | Flat |  | Asphalt | 30m2 to 40m2 | 4060 | 4060 | 4060 | 4060 | 4060 | 20300
House/Bungalow | Flat |  | Asphalt | 40m2 to 50m2 | 5075 | 5075 | 5075 | 5075 | 5075 | 25375
House/Bungalow | Flat |  | Single Layer Membrane | 0m2 to 10m2 | 880.6 | 880.6 | 880.6 | 880.6 | 880.6 | 4403
House/Bungalow | Flat |  | Single Layer Membrane | 10m2 to 20m2 | 1416.8 | 1416.8 | 1416.8 | 1416.8 | 1416.8 | 7084
House/Bungalow | Flat |  | Single Layer Membrane | 20m2 to 30m2 | 1953.7 | 1953.7 | 1953.7 | 1953.7 | 1953.7 | 9768.5
House/Bungalow | Flat |  | Single Layer Membrane | 30m2 to 40m2 | 2581.6 | 2581.6 | 2581.6 | 2581.6 | 2581.6 | 12908
House/Bungalow | Flat |  | Single Layer Membrane | 40m2 to 50m2 | 3208.8 | 3208.8 | 3208.8 | 3208.8 | 3208.8 | 16044
House/Bungalow | Flat |  | Felt roofing | 0m2 to 10m2 | 882 | 882 | 882 | 882 | 882 | 4410
House/Bungalow | Flat |  | Felt roofing | 10m2 to 20m2 | 1423.1 | 1423.1 | 1423.1 | 1423.1 | 1423.1 | 7115.5
House/Bungalow | Flat |  | Felt roofing | 20m2 to 30m2 | 2032.1 | 2032.1 | 2032.1 | 2032.1 | 2032.1 | 10160.5
House/Bungalow | Flat |  | Felt roofing | 30m2 to 40m2 | 6720.431 | 6720.431 | 6720.431 | 6720.431 | 6720.431 | 33602.1552
House/Bungalow | Flat |  | Felt roofing | 40m2 to 50m2 | 8359.2822 | 8359.2822 | 8359.2822 | 8359.2822 | 8359.2822 | 41796.4112
House/Bungalow | Mono-pitch |  | Concrete tiled | Up to 30m2 | 1218.7 | 1218.7 | 1218.7 | 1218.7 | 1218.7 | 6093.5
House/Bungalow | Mono-pitch |  | Concrete tiled | 30m2 to 50m2 | 4900.3971 | 4900.3971 | 4900.3971 | 4900.3971 | 4900.3971 | 24501.9856
House/Bungalow | Mono-pitch |  | Concrete tiled | 50m2 to 70m2 | 6656.19 | 6656.19 | 6656.19 | 6656.19 | 6656.19 | 33280.9502
House/Bungalow | Mono-pitch |  | Concrete tiled | 70m2 to 100m2 | 9290.7129 | 9290.7129 | 9290.7129 | 9290.7129 | 9290.7129 | 46453.5643
House/Bungalow | Mono-pitch |  | Concrete tiled | Over 100m2 | 7828.625 | 7828.625 | 7828.625 | 7828.625 | 7828.625 | 39143.125
House/Bungalow | London/Butterfly |  | Concrete tiled | Up to 30m2 | 1597.4 | 1597.4 | 1597.4 | 1597.4 | 1597.4 | 7987
House/Bungalow | London/Butterfly |  | Concrete tiled | 30m2 to 50m2 | 6400.6364 | 6400.6364 | 6400.6364 | 6400.6364 | 6400.6364 | 32003.1822
House/Bungalow | London/Butterfly |  | Concrete tiled | 50m2 to 70m2 | 8754.8582 | 8754.8582 | 8754.8582 | 8754.8582 | 8754.8582 | 43774.2908
House/Bungalow | London/Butterfly |  | Concrete tiled | 70m2 to 100m2 | 12289.5246 | 12289.5246 | 12289.5246 | 12289.5246 | 12289.5246 | 61447.6229
House/Bungalow | London/Butterfly |  | Concrete tiled | Over 100m2 | 7828.625 | 7828.625 | 7828.625 | 7828.625 | 7828.625 | 39143.125
House/Bungalow | Gable end double pitch |  | Concrete tiled | Up to 30m2 | 1119.3 | 1119.3 | 1119.3 | 1119.3 | 1119.3 | 5596.5
House/Bungalow | Gable end double pitch |  | Concrete tiled | 30m2 to 50m2 | 1461 | 1461 | 1461 | 1461 | 1461 | 7305
House/Bungalow | Gable end double pitch |  | Concrete tiled | 50m2 to 70m2 | 2322 | 2322 | 2322 | 2322 | 2322 | 11610
House/Bungalow | Gable end double pitch |  | Concrete tiled | 70m2 to 100m2 | 3616 | 3616 | 3616 | 3616 | 3616 | 18080
House/Bungalow | Gable end double pitch |  | Concrete tiled | Over 100m2 | 4816 | 4816 | 4816 | 4816 | 4816 | 24080
House/Bungalow | Hipped end double pitch |  | Concrete tiled | Up to 30m2 | 1762.6 | 1762.6 | 1762.6 | 1762.6 | 1762.6 | 8813
House/Bungalow | Hipped end double pitch |  | Concrete tiled | 30m2 to 50m2 | 5995.5718 | 5995.5718 | 5995.5718 | 5995.5718 | 5995.5718 | 29977.8591
House/Bungalow | Hipped end double pitch |  | Concrete tiled | 50m2 to 70m2 | 7551.3328 | 7551.3328 | 7551.3328 | 7551.3328 | 7551.3328 | 37756.6641
House/Bungalow | Hipped end double pitch |  | Concrete tiled | 70m2 to 100m2 | 9864.1377 | 9864.1377 | 9864.1377 | 9864.1377 | 9864.1377 | 49320.6884
House/Bungalow | Hipped end double pitch |  | Concrete tiled | Over 100m2 | 7828.625 | 7828.625 | 7828.625 | 7828.625 | 7828.625 | 39143.125
House/Bungalow | Mid-terrace |  | Concrete tiled | Up to 30m2 | 905.8 | 905.8 | 905.8 | 905.8 | 905.8 | 4529
House/Bungalow | Mid-terrace |  | Concrete tiled | 30m2 to 50m2 | 3995.2527 | 3995.2527 | 3995.2527 | 3995.2527 | 3995.2527 | 19976.2636
House/Bungalow | Mid-terrace |  | Concrete tiled | 50m2 to 70m2 | 5592.687 | 5592.687 | 5592.687 | 5592.687 | 5592.687 | 27963.4352
House/Bungalow | Mid-terrace |  | Concrete tiled | 70m2 to 100m2 | 7988.8385 | 7988.8385 | 7988.8385 | 7988.8385 | 7988.8385 | 39944.1926
House/Bungalow | Mid-terrace |  | Concrete tiled | Over 100m2 | 3772.125 | 3772.125 | 3772.125 | 3772.125 | 3772.125 | 18860.625
House/Bungalow | End of terrace gable end |  | Concrete tiled | Up to 30m2 | 1012.2 | 1012.2 | 1012.2 | 1012.2 | 1012.2 | 5061
House/Bungalow | End of terrace gable end |  | Concrete tiled | 30m2 to 50m2 | 4248.6265 | 4248.6265 | 4248.6265 | 4248.6265 | 4248.6265 | 21243.1324
House/Bungalow | End of terrace gable end |  | Concrete tiled | 50m2 to 70m2 | 5846.0608 | 5846.0608 | 5846.0608 | 5846.0608 | 5846.0608 | 29230.304
House/Bungalow | End of terrace gable end |  | Concrete tiled | 70m2 to 100m2 | 8242.2123 | 8242.2123 | 8242.2123 | 8242.2123 | 8242.2123 | 41211.0614
House/Bungalow | End of terrace gable end |  | Concrete tiled | Over 100m2 | 3905.125 | 3905.125 | 3905.125 | 3905.125 | 3905.125 | 19525.625
House/Bungalow | End of terrace hipped end |  | Concrete tiled | Up to 30m2 | 1724.8 | 1724.8 | 1724.8 | 1724.8 | 1724.8 | 8624
House/Bungalow | End of terrace hipped end |  | Concrete tiled | 30m2 to 50m2 | 5905.5575 | 5905.5575 | 5905.5575 | 5905.5575 | 5905.5575 | 29527.7873
House/Bungalow | End of terrace hipped end |  | Concrete tiled | 50m2 to 70m2 | 7461.3185 | 7461.3185 | 7461.3185 | 7461.3185 | 7461.3185 | 37306.5924
House/Bungalow | End of terrace hipped end |  | Concrete tiled | 70m2 to 100m2 | 9774.1233 | 9774.1233 | 9774.1233 | 9774.1233 | 9774.1233 | 48870.6166
House/Bungalow | End of terrace hipped end |  | Concrete tiled | Over 100m2 | 7828.625 | 7828.625 | 7828.625 | 7828.625 | 7828.625 | 39143.125
House/Bungalow | Mansard |  | Concrete tiled | Up to 30m2 | 2405.9 | 2405.9 | 2405.9 | 2405.9 | 2405.9 | 12029.5
House/Bungalow | Mansard |  | Concrete tiled | 30m2 to 50m2 | 7832.5315 | 7832.5315 | 7832.5315 | 7832.5315 | 7832.5315 | 39162.6577
House/Bungalow | Mansard |  | Concrete tiled | 50m2 to 70m2 | 9695.0081 | 9695.0081 | 9695.0081 | 9695.0081 | 9695.0081 | 48475.0407
House/Bungalow | Mansard |  | Concrete tiled | 70m2 to 100m2 | 12466.2194 | 12466.2194 | 12466.2194 | 12466.2194 | 12466.2194 | 62331.0972
House/Bungalow | Mansard |  | Concrete tiled | Over 100m2 | 7828.625 | 7828.625 | 7828.625 | 7828.625 | 7828.625 | 39143.125
House/Bungalow | Cross-gabled roof |  | Concrete tiled | Up to 30m2 | 1799 | 1799 | 1799 | 1799 | 1799 | 8995
House/Bungalow | Cross-gabled roof |  | Concrete tiled | 30m2 to 50m2 | 6122.2587 | 6122.2587 | 6122.2587 | 6122.2587 | 6122.2587 | 30611.2935
House/Bungalow | Cross-gabled roof |  | Concrete tiled | 50m2 to 70m2 | 7719.693 | 7719.693 | 7719.693 | 7719.693 | 7719.693 | 38598.4651
House/Bungalow | Cross-gabled roof |  | Concrete tiled | 70m2 to 100m2 | 10115.8445 | 10115.8445 | 10115.8445 | 10115.8445 | 10115.8445 | 50579.2225
House/Bungalow | Cross-gabled roof |  | Concrete tiled | Over 100m2 | 7828.625 | 7828.625 | 7828.625 | 7828.625 | 7828.625 | 39143.125
House/Bungalow | Cross-hipped roof |  | Concrete tiled | Up to 30m2 | 2401.7 | 2401.7 | 2401.7 | 2401.7 | 2401.7 | 12008.5
House/Bungalow | Cross-hipped roof |  | Concrete tiled | 30m2 to 50m2 | 7737.5164 | 7737.5164 | 7737.5164 | 7737.5164 | 7737.5164 | 38687.5819
House/Bungalow | Cross-hipped roof |  | Concrete tiled | 50m2 to 70m2 | 9334.9507 | 9334.9507 | 9334.9507 | 9334.9507 | 9334.9507 | 46674.7535
House/Bungalow | Cross-hipped roof |  | Concrete tiled | 70m2 to 100m2 | 11729.4352 | 11729.4352 | 11729.4352 | 11729.4352 | 11729.4352 | 58647.1762
House/Bungalow | Cross-hipped roof |  | Concrete tiled | Over 100m2 | 7828.625 | 7828.625 | 7828.625 | 7828.625 | 7828.625 | 39143.125
House/Bungalow | Mono-pitch |  | Clay tiled | Up to 30m2 | 1866.2 | 1866.2 | 1866.2 | 1866.2 | 1866.2 | 9331
House/Bungalow | Mono-pitch |  | Clay tiled | 30m2 to 50m2 | 7469.1402 | 7469.1402 | 7469.1402 | 7469.1402 | 7469.1402 | 37345.7012
House/Bungalow | Mono-pitch |  | Clay tiled | 50m2 to 70m2 | 10251.7636 | 10251.7636 | 10251.7636 | 10251.7636 | 10251.7636 | 51258.8181
House/Bungalow | Mono-pitch |  | Clay tiled | 70m2 to 100m2 | 14428.1991 | 14428.1991 | 14428.1991 | 14428.1991 | 14428.1991 | 72140.9955
House/Bungalow | Mono-pitch |  | Clay tiled | Over 100m2 | 9961.875 | 9961.875 | 9961.875 | 9961.875 | 9961.875 | 49809.375
House/Bungalow | London/Butterfly |  | Clay tiled | Up to 30m2 | 2244.2 | 2244.2 | 2244.2 | 2244.2 | 2244.2 | 11221
House/Bungalow | London/Butterfly |  | Clay tiled | 30m2 to 50m2 | 8967.7126 | 8967.7126 | 8967.7126 | 8967.7126 | 8967.7126 | 44838.5631
House/Bungalow | London/Butterfly |  | Clay tiled | 50m2 to 70m2 | 12352.0987 | 12352.0987 | 12352.0987 | 12352.0987 | 12352.0987 | 61760.4934
House/Bungalow | London/Butterfly |  | Clay tiled | 70m2 to 100m2 | 17427.0108 | 17427.0108 | 17427.0108 | 17427.0108 | 17427.0108 | 87135.054
House/Bungalow | London/Butterfly |  | Clay tiled | Over 100m2 | 9961.875 | 9961.875 | 9961.875 | 9961.875 | 9961.875 | 49809.375
House/Bungalow | Gable end double pitch |  | Clay tiled | Up to 30m2 | 1766.1 | 1766.1 | 1766.1 | 1766.1 | 1766.1 | 8830.5
House/Bungalow | Gable end double pitch |  | Clay tiled | 30m2 to 50m2 | 3001 | 3001 | 3001 | 3001 | 3001 | 15005
House/Bungalow | Gable end double pitch |  | Clay tiled | 50m2 to 70m2 | 4479 | 4479 | 4479 | 4479 | 4479 | 22395
House/Bungalow | Gable end double pitch |  | Clay tiled | 70m2 to 100m2 | 6697 | 6697 | 6697 | 6697 | 6697 | 33485
House/Bungalow | Gable end double pitch |  | Clay tiled | Over 100m2 | 9961.875 | 9961.875 | 9961.875 | 9961.875 | 9961.875 | 49809.375
House/Bungalow | Hipped end double pitch |  | Clay tiled | Up to 30m2 | 2409.4 | 2409.4 | 2409.4 | 2409.4 | 2409.4 | 12047
House/Bungalow | Hipped end double pitch |  | Clay tiled | 30m2 to 50m2 | 8727.6743 | 8727.6743 | 8727.6743 | 8727.6743 | 8727.6743 | 43638.3717
House/Bungalow | Hipped end double pitch |  | Clay tiled | 50m2 to 70m2 | 11145.2395 | 11145.2395 | 11145.2395 | 11145.2395 | 11145.2395 | 55726.1974
House/Bungalow | Hipped end double pitch |  | Clay tiled | 70m2 to 100m2 | 14999.957 | 14999.957 | 14999.957 | 14999.957 | 14999.957 | 74999.7848
House/Bungalow | Hipped end double pitch |  | Clay tiled | Over 100m2 | 9961.875 | 9961.875 | 9961.875 | 9961.875 | 9961.875 | 49809.375
House/Bungalow | Mid-terrace |  | Clay tiled | Up to 30m2 | 1551.9 | 1551.9 | 1551.9 | 1551.9 | 1551.9 | 7759.5
House/Bungalow | Mid-terrace |  | Clay tiled | 30m2 to 50m2 | 6562.3289 | 6562.3289 | 6562.3289 | 6562.3289 | 6562.3289 | 32811.6445
House/Bungalow | Mid-terrace |  | Clay tiled | 50m2 to 70m2 | 9186.5937 | 9186.5937 | 9186.5937 | 9186.5937 | 9186.5937 | 45932.9685
House/Bungalow | Mid-terrace |  | Clay tiled | 70m2 to 100m2 | 13122.9909 | 13122.9909 | 13122.9909 | 13122.9909 | 13122.9909 | 65614.9544
House/Bungalow | Mid-terrace |  | Clay tiled | Over 100m2 | 10808.3 | 10808.3 | 10808.3 | 10808.3 | 10808.3 | 54041.5
House/Bungalow | End of terrace gable end |  | Clay tiled | Up to 30m2 | 1659 | 1659 | 1659 | 1659 | 1659 | 8295
House/Bungalow | End of terrace gable end |  | Clay tiled | 30m2 to 50m2 | 6817.3696 | 6817.3696 | 6817.3696 | 6817.3696 | 6817.3696 | 34086.848
House/Bungalow | End of terrace gable end |  | Clay tiled | 50m2 to 70m2 | 9441.6344 | 9441.6344 | 9441.6344 | 9441.6344 | 9441.6344 | 47208.1719
House/Bungalow | End of terrace gable end |  | Clay tiled | 70m2 to 100m2 | 13378.0316 | 13378.0316 | 13378.0316 | 13378.0316 | 13378.0316 | 66890.1578
House/Bungalow | End of terrace gable end |  | Clay tiled | Over 100m2 | 9961.875 | 9961.875 | 9961.875 | 9961.875 | 9961.875 | 49809.375
House/Bungalow | End of terrace hipped end |  | Clay tiled | Up to 30m2 | 2372.3 | 2372.3 | 2372.3 | 2372.3 | 2372.3 | 11861.5
House/Bungalow | End of terrace hipped end |  | Clay tiled | 30m2 to 50m2 | 8472.6336 | 8472.6336 | 8472.6336 | 8472.6336 | 8472.6336 | 42363.1682
House/Bungalow | End of terrace hipped end |  | Clay tiled | 50m2 to 70m2 | 11055.2251 | 11055.2251 | 11055.2251 | 11055.2251 | 11055.2251 | 55276.1256
House/Bungalow | End of terrace hipped end |  | Clay tiled | 70m2 to 100m2 | 14909.9426 | 14909.9426 | 14909.9426 | 14909.9426 | 14909.9426 | 74549.713
House/Bungalow | End of terrace hipped end |  | Clay tiled | Over 100m2 | 9961.875 | 9961.875 | 9961.875 | 9961.875 | 9961.875 | 49809.375
House/Bungalow | Mansard |  | Clay tiled | Up to 30m2 | 3052.7 | 3052.7 | 3052.7 | 3052.7 | 3052.7 | 15263.5
House/Bungalow | Mansard |  | Clay tiled | 30m2 to 50m2 | 10399.6077 | 10399.6077 | 10399.6077 | 10399.6077 | 10399.6077 | 51998.0386
House/Bungalow | Mansard |  | Clay tiled | 50m2 to 70m2 | 13287.2479 | 13287.2479 | 13287.2479 | 13287.2479 | 13287.2479 | 66436.2393
House/Bungalow | Mansard |  | Clay tiled | 70m2 to 100m2 | 17603.7057 | 17603.7057 | 17603.7057 | 17603.7057 | 17603.7057 | 88018.5283
House/Bungalow | Mansard |  | Clay tiled | Over 100m2 | 9961.875 | 9961.875 | 9961.875 | 9961.875 | 9961.875 | 49809.375
House/Bungalow | Cross-gabled roof |  | Clay tiled | Up to 30m2 | 2445.8 | 2445.8 | 2445.8 | 2445.8 | 2445.8 | 12229
House/Bungalow | Cross-gabled roof |  | Clay tiled | 30m2 to 50m2 | 8689.3349 | 8689.3349 | 8689.3349 | 8689.3349 | 8689.3349 | 43446.6744
House/Bungalow | Cross-gabled roof |  | Clay tiled | 50m2 to 70m2 | 11554.4073 | 11554.4073 | 11554.4073 | 11554.4073 | 11554.4073 | 57772.0366
House/Bungalow | Cross-gabled roof |  | Clay tiled | 70m2 to 100m2 | 15249.9969 | 15249.9969 | 15249.9969 | 15249.9969 | 15249.9969 | 76249.9843
House/Bungalow | Cross-gabled roof |  | Clay tiled | Over 100m2 | 9961.875 | 9961.875 | 9961.875 | 9961.875 | 9961.875 | 49809.375
House/Bungalow | Cross-hipped roof |  | Clay tiled | Up to 30m2 | 3124.1 | 3124.1 | 3124.1 | 3124.1 | 3124.1 | 15620.5
House/Bungalow | Cross-hipped roof |  | Clay tiled | 30m2 to 50m2 | 10304.5926 | 10304.5926 | 10304.5926 | 10304.5926 | 10304.5926 | 51522.9628
House/Bungalow | Cross-hipped roof |  | Clay tiled | 50m2 to 70m2 | 13169.665 | 13169.665 | 13169.665 | 13169.665 | 13169.665 | 65848.325
House/Bungalow | Cross-hipped roof |  | Clay tiled | 70m2 to 100m2 | 16865.2545 | 16865.2545 | 16865.2545 | 16865.2545 | 16865.2545 | 84326.2726
House/Bungalow | Cross-hipped roof |  | Clay tiled | Over 100m2 | 9961.875 | 9961.875 | 9961.875 | 9961.875 | 9961.875 | 49809.375
House/Bungalow | Mono-pitch |  | Fibre Cement Slates | Up to 30m2 | 1425.9 | 1425.9 | 1425.9 | 1425.9 | 1425.9 | 7129.5
House/Bungalow | Mono-pitch |  | Fibre Cement Slates | 30m2 to 50m2 | 5720.528 | 5720.528 | 5720.528 | 5720.528 | 5720.528 | 28602.6398
House/Bungalow | Mono-pitch |  | Fibre Cement Slates | 50m2 to 70m2 | 8047.1812 | 8047.1812 | 8047.1812 | 8047.1812 | 8047.1812 | 40235.9058
House/Bungalow | Mono-pitch |  | Fibre Cement Slates | 70m2 to 100m2 | 10932.6415 | 10932.6415 | 10932.6415 | 10932.6415 | 10932.6415 | 54663.2073
House/Bungalow | Mono-pitch |  | Fibre Cement Slates | Over 100m2 | 9100.1 | 9100.1 | 9100.1 | 9100.1 | 9100.1 | 45500.5
House/Bungalow | London/Butterfly |  | Fibre Cement Slates | Up to 30m2 | 1803.9 | 1803.9 | 1803.9 | 1803.9 | 1803.9 | 9019.5
House/Bungalow | London/Butterfly |  | Fibre Cement Slates | 30m2 to 50m2 | 7220.7673 | 7220.7673 | 7220.7673 | 7220.7673 | 7220.7673 | 36103.8364
House/Bungalow | London/Butterfly |  | Fibre Cement Slates | 50m2 to 70m2 | 10145.8493 | 10145.8493 | 10145.8493 | 10145.8493 | 10145.8493 | 50729.2464
House/Bungalow | London/Butterfly |  | Fibre Cement Slates | 70m2 to 100m2 | 14132.1262 | 14132.1262 | 14132.1262 | 14132.1262 | 14132.1262 | 70660.6311
House/Bungalow | London/Butterfly |  | Fibre Cement Slates | Over 100m2 | 11386.2 | 11386.2 | 11386.2 | 11386.2 | 11386.2 | 56931
House/Bungalow | Gable end double pitch |  | Fibre Cement Slates | Up to 30m2 | 1325.8 | 1325.8 | 1325.8 | 1325.8 | 1325.8 | 6629
House/Bungalow | Gable end double pitch |  | Fibre Cement Slates | 30m2 to 50m2 | 1953 | 1953 | 1953 | 1953 | 1953 | 9765
House/Bungalow | Gable end double pitch |  | Fibre Cement Slates | 50m2 to 70m2 | 3011 | 3011 | 3011 | 3011 | 3011 | 15055
House/Bungalow | Gable end double pitch |  | Fibre Cement Slates | 70m2 to 100m2 | 4600 | 4600 | 4600 | 4600 | 4600 | 23000
House/Bungalow | Gable end double pitch |  | Fibre Cement Slates | Over 100m2 | 5800 | 5800 | 5800 | 5800 | 5800 | 29000
House/Bungalow | Hipped end double pitch |  | Fibre Cement Slates | Up to 30m2 | 1969.1 | 1969.1 | 1969.1 | 1969.1 | 1969.1 | 9845.5
House/Bungalow | Hipped end double pitch |  | Fibre Cement Slates | 30m2 to 50m2 | 6979.0621 | 6979.0621 | 6979.0621 | 6979.0621 | 6979.0621 | 34895.3103
House/Bungalow | Hipped end double pitch |  | Fibre Cement Slates | 50m2 to 70m2 | 8698.1824 | 8698.1824 | 8698.1824 | 8698.1824 | 8698.1824 | 43490.9122
House/Bungalow | Hipped end double pitch |  | Fibre Cement Slates | 70m2 to 100m2 | 11504.3993 | 11504.3993 | 11504.3993 | 11504.3993 | 11504.3993 | 57521.9967
House/Bungalow | Hipped end double pitch |  | Fibre Cement Slates | Over 100m2 | 9546 | 9546 | 9546 | 9546 | 9546 | 47730
House/Bungalow | Mid-terrace |  | Fibre Cement Slates | Up to 30m2 | 1112.3 | 1112.3 | 1112.3 | 1112.3 | 1112.3 | 5561.5
House/Bungalow | Mid-terrace |  | Fibre Cement Slates | 30m2 to 50m2 | 4813.7166 | 4813.7166 | 4813.7166 | 4813.7166 | 4813.7166 | 24068.5831
House/Bungalow | Mid-terrace |  | Fibre Cement Slates | 50m2 to 70m2 | 6739.5367 | 6739.5367 | 6739.5367 | 6739.5367 | 6739.5367 | 33697.6833
House/Bungalow | Mid-terrace |  | Fibre Cement Slates | 70m2 to 100m2 | 9627.4332 | 9627.4332 | 9627.4332 | 9627.4332 | 9627.4332 | 48137.1662
House/Bungalow | Mid-terrace |  | Fibre Cement Slates | Over 100m2 | 8082.2 | 8082.2 | 8082.2 | 8082.2 | 8082.2 | 40411
House/Bungalow | End of terrace gable end |  | Fibre Cement Slates | Up to 30m2 | 1218.7 | 1218.7 | 1218.7 | 1218.7 | 1218.7 | 6093.5
House/Bungalow | End of terrace gable end |  | Fibre Cement Slates | 30m2 to 50m2 | 5068.7573 | 5068.7573 | 5068.7573 | 5068.7573 | 5068.7573 | 25343.7866
House/Bungalow | End of terrace gable end |  | Fibre Cement Slates | 50m2 to 70m2 | 6994.5773 | 6994.5773 | 6994.5773 | 6994.5773 | 6994.5773 | 34972.8867
House/Bungalow | End of terrace gable end |  | Fibre Cement Slates | 70m2 to 100m2 | 9882.4739 | 9882.4739 | 9882.4739 | 9882.4739 | 9882.4739 | 49412.3697
House/Bungalow | End of terrace gable end |  | Fibre Cement Slates | Over 100m2 | 8281.1 | 8281.1 | 8281.1 | 8281.1 | 8281.1 | 41405.5
House/Bungalow | End of terrace hipped end |  | Fibre Cement Slates | Up to 30m2 | 1931.3 | 1931.3 | 1931.3 | 1931.3 | 1931.3 | 9656.5
House/Bungalow | End of terrace hipped end |  | Fibre Cement Slates | 30m2 to 50m2 | 6724.0214 | 6724.0214 | 6724.0214 | 6724.0214 | 6724.0214 | 33620.1068
House/Bungalow | End of terrace hipped end |  | Fibre Cement Slates | 50m2 to 70m2 | 8608.1681 | 8608.1681 | 8608.1681 | 8608.1681 | 8608.1681 | 43040.8404
House/Bungalow | End of terrace hipped end |  | Fibre Cement Slates | 70m2 to 100m2 | 11414.385 | 11414.385 | 11414.385 | 11414.385 | 11414.385 | 57071.9249
House/Bungalow | End of terrace hipped end |  | Fibre Cement Slates | Over 100m2 | 9475.8 | 9475.8 | 9475.8 | 9475.8 | 9475.8 | 47379
House/Bungalow | Mansard |  | Fibre Cement Slates | Up to 30m2 | 2612.4 | 2612.4 | 2612.4 | 2612.4 | 2612.4 | 13062
House/Bungalow | Mansard |  | Fibre Cement Slates | 30m2 to 50m2 | 8652.6624 | 8652.6624 | 8652.6624 | 8652.6624 | 8652.6624 | 43263.3118
House/Bungalow | Mansard |  | Fibre Cement Slates | 50m2 to 70m2 | 10841.8577 | 10841.8577 | 10841.8577 | 10841.8577 | 10841.8577 | 54209.2887
House/Bungalow | Mansard |  | Fibre Cement Slates | 70m2 to 100m2 | 14108.148 | 14108.148 | 14108.148 | 14108.148 | 14108.148 | 70540.7402
House/Bungalow | Mansard |  | Fibre Cement Slates | Over 100m2 | 11576.6 | 11576.6 | 11576.6 | 11576.6 | 11576.6 | 57883
House/Bungalow | Cross-gabled roof |  | Fibre Cement Slates | Up to 30m2 | 2005.5 | 2005.5 | 2005.5 | 2005.5 | 2005.5 | 10027.5
House/Bungalow | Cross-gabled roof |  | Fibre Cement Slates | 30m2 to 50m2 | 6942.3895 | 6942.3895 | 6942.3895 | 6942.3895 | 6942.3895 | 34711.9477
House/Bungalow | Cross-gabled roof |  | Fibre Cement Slates | 50m2 to 70m2 | 8866.5426 | 8866.5426 | 8866.5426 | 8866.5426 | 8866.5426 | 44332.7132
House/Bungalow | Cross-gabled roof |  | Fibre Cement Slates | 70m2 to 100m2 | 11754.4392 | 11754.4392 | 11754.4392 | 11754.4392 | 11754.4392 | 58772.1961
House/Bungalow | Cross-gabled roof |  | Fibre Cement Slates | Over 100m2 | 9741 | 9741 | 9741 | 9741 | 9741 | 48705
House/Bungalow | Cross-hipped roof |  | Fibre Cement Slates | Up to 30m2 | 2683.8 | 2683.8 | 2683.8 | 2683.8 | 2683.8 | 13419
House/Bungalow | Cross-hipped roof |  | Fibre Cement Slates | 30m2 to 50m2 | 8555.9803 | 8555.9803 | 8555.9803 | 8555.9803 | 8555.9803 | 42779.9014
House/Bungalow | Cross-hipped roof |  | Fibre Cement Slates | 50m2 to 70m2 | 10481.8003 | 10481.8003 | 10481.8003 | 10481.8003 | 10481.8003 | 52409.0016
House/Bungalow | Cross-hipped roof |  | Fibre Cement Slates | 70m2 to 100m2 | 13369.6969 | 13369.6969 | 13369.6969 | 13369.6969 | 13369.6969 | 66848.4845
House/Bungalow | Cross-hipped roof |  | Fibre Cement Slates | Over 100m2 | 11000.7 | 11000.7 | 11000.7 | 11000.7 | 11000.7 | 55003.5
House/Bungalow | Mono-pitch |  | Natural Slates | Up to 30m2 | 1895.6 | 1895.6 | 1895.6 | 1895.6 | 1895.6 | 9478
House/Bungalow | Mono-pitch |  | Natural Slates | 30m2 to 50m2 | 7584.1586 | 7584.1586 | 7584.1586 | 7584.1586 | 7584.1586 | 37920.7929
House/Bungalow | Mono-pitch |  | Natural Slates | 50m2 to 70m2 | 10415.123 | 10415.123 | 10415.123 | 10415.123 | 10415.123 | 52075.615
House/Bungalow | Mono-pitch |  | Natural Slates | 70m2 to 100m2 | 14659.9027 | 14659.9027 | 14659.9027 | 14659.9027 | 14659.9027 | 73299.5136
House/Bungalow | Mono-pitch |  | Natural Slates | Over 100m2 | 12006.9 | 12006.9 | 12006.9 | 12006.9 | 12006.9 | 60034.5
House/Bungalow | London/Butterfly |  | Natural Slates | Up to 30m2 | 2273.6 | 2273.6 | 2273.6 | 2273.6 | 2273.6 | 11368
House/Bungalow | London/Butterfly |  | Natural Slates | 30m2 to 50m2 | 9084.3979 | 9084.3979 | 9084.3979 | 9084.3979 | 9084.3979 | 45421.9895
House/Bungalow | London/Butterfly |  | Natural Slates | 50m2 to 70m2 | 12513.7911 | 12513.7911 | 12513.7911 | 12513.7911 | 12513.7911 | 62568.9557
House/Bungalow | London/Butterfly |  | Natural Slates | 70m2 to 100m2 | 17658.7144 | 17658.7144 | 17658.7144 | 17658.7144 | 17658.7144 | 88293.5722
House/Bungalow | London/Butterfly |  | Natural Slates | Over 100m2 | 12441.625 | 12441.625 | 12441.625 | 12441.625 | 12441.625 | 62208.125
House/Bungalow | Gable end double pitch |  | Natural Slates | Up to 30m2 | 1795.5 | 1795.5 | 1795.5 | 1795.5 | 1795.5 | 8977.5
House/Bungalow | Gable end double pitch |  | Natural Slates | 30m2 to 50m2 | 3071 | 3071 | 3071 | 3071 | 3071 | 15355
House/Bungalow | Gable end double pitch |  | Natural Slates | 50m2 to 70m2 | 4577 | 4577 | 4577 | 4577 | 4577 | 22885
House/Bungalow | Gable end double pitch |  | Natural Slates | 70m2 to 100m2 | 6836 | 6836 | 6836 | 6836 | 6836 | 34180
House/Bungalow | Gable end double pitch |  | Natural Slates | Over 100m2 | 8036 | 8036 | 8036 | 8036 | 8036 | 40180
House/Bungalow | Hipped end double pitch |  | Natural Slates | Up to 30m2 | 2438.8 | 2438.8 | 2438.8 | 2438.8 | 2438.8 | 12194
House/Bungalow | Hipped end double pitch |  | Natural Slates | 30m2 to 50m2 | 8842.6927 | 8842.6927 | 8842.6927 | 8842.6927 | 8842.6927 | 44213.4634
House/Bungalow | Hipped end double pitch |  | Natural Slates | 50m2 to 70m2 | 11306.9319 | 11306.9319 | 11306.9319 | 11306.9319 | 11306.9319 | 56534.6597
House/Bungalow | Hipped end double pitch |  | Natural Slates | 70m2 to 100m2 | 15231.6606 | 15231.6606 | 15231.6606 | 15231.6606 | 15231.6606 | 76158.303
House/Bungalow | Hipped end double pitch |  | Natural Slates | Over 100m2 | 12452.8 | 12452.8 | 12452.8 | 12452.8 | 12452.8 | 62264
House/Bungalow | Mid-terrace |  | Natural Slates | Up to 30m2 | 1581.3 | 1581.3 | 1581.3 | 1581.3 | 1581.3 | 7906.5
House/Bungalow | Mid-terrace |  | Natural Slates | 30m2 to 50m2 | 6677.3473 | 6677.3473 | 6677.3473 | 6677.3473 | 6677.3473 | 33386.7363
House/Bungalow | Mid-terrace |  | Natural Slates | 50m2 to 70m2 | 9348.2862 | 9348.2862 | 9348.2862 | 9348.2862 | 9348.2862 | 46741.4308
House/Bungalow | Mid-terrace |  | Natural Slates | 70m2 to 100m2 | 13354.6945 | 13354.6945 | 13354.6945 | 13354.6945 | 13354.6945 | 66773.4725
House/Bungalow | Mid-terrace |  | Natural Slates | Over 100m2 | 10989 | 10989 | 10989 | 10989 | 10989 | 54945
House/Bungalow | End of terrace gable end |  | Natural Slates | Up to 30m2 | 1688.4 | 1688.4 | 1688.4 | 1688.4 | 1688.4 | 8442
House/Bungalow | End of terrace gable end |  | Natural Slates | 30m2 to 50m2 | 6932.3879 | 6932.3879 | 6932.3879 | 6932.3879 | 6932.3879 | 34661.9397
House/Bungalow | End of terrace gable end |  | Natural Slates | 50m2 to 70m2 | 9603.3268 | 9603.3268 | 9603.3268 | 9603.3268 | 9603.3268 | 48016.6342
House/Bungalow | End of terrace gable end |  | Natural Slates | 70m2 to 100m2 | 13609.7352 | 13609.7352 | 13609.7352 | 13609.7352 | 13609.7352 | 68048.676
House/Bungalow | End of terrace gable end |  | Natural Slates | Over 100m2 | 11187.9 | 11187.9 | 11187.9 | 11187.9 | 11187.9 | 55939.5
House/Bungalow | End of terrace hipped end |  | Natural Slates | Up to 30m2 | 2401 | 2401 | 2401 | 2401 | 2401 | 12005
House/Bungalow | End of terrace hipped end |  | Natural Slates | 30m2 to 50m2 | 8587.652 | 8587.652 | 8587.652 | 8587.652 | 8587.652 | 42938.26
House/Bungalow | End of terrace hipped end |  | Natural Slates | 50m2 to 70m2 | 11218.5845 | 11218.5845 | 11218.5845 | 11218.5845 | 11218.5845 | 56092.9226
House/Bungalow | End of terrace hipped end |  | Natural Slates | 70m2 to 100m2 | 15141.6462 | 15141.6462 | 15141.6462 | 15141.6462 | 15141.6462 | 75708.2312
House/Bungalow | End of terrace hipped end |  | Natural Slates | Over 100m2 | 12382.6 | 12382.6 | 12382.6 | 12382.6 | 12382.6 | 61913
House/Bungalow | Mansard |  | Natural Slates | Up to 30m2 | 3082.1 | 3082.1 | 3082.1 | 3082.1 | 3082.1 | 15410.5
House/Bungalow | Mansard |  | Natural Slates | 30m2 to 50m2 | 10516.293 | 10516.293 | 10516.293 | 10516.293 | 10516.293 | 52581.465
House/Bungalow | Mansard |  | Natural Slates | 50m2 to 70m2 | 13452.2742 | 13452.2742 | 13452.2742 | 13452.2742 | 13452.2742 | 67261.3709
House/Bungalow | Mansard |  | Natural Slates | 70m2 to 100m2 | 17835.4093 | 17835.4093 | 17835.4093 | 17835.4093 | 17835.4093 | 89177.0465
House/Bungalow | Mansard |  | Natural Slates | Over 100m2 | 12441.625 | 12441.625 | 12441.625 | 12441.625 | 12441.625 | 62208.125
House/Bungalow | Cross-gabled roof |  | Natural Slates | Up to 30m2 | 2475.2 | 2475.2 | 2475.2 | 2475.2 | 2475.2 | 12376
House/Bungalow | Cross-gabled roof |  | Natural Slates | 30m2 to 50m2 | 8806.0202 | 8806.0202 | 8806.0202 | 8806.0202 | 8806.0202 | 44030.1008
House/Bungalow | Cross-gabled roof |  | Natural Slates | 50m2 to 70m2 | 11475.2921 | 11475.2921 | 11475.2921 | 11475.2921 | 11475.2921 | 57376.4607
House/Bungalow | Cross-gabled roof |  | Natural Slates | 70m2 to 100m2 | 15481.7005 | 15481.7005 | 15481.7005 | 15481.7005 | 15481.7005 | 77408.5024
House/Bungalow | Cross-gabled roof |  | Natural Slates | Over 100m2 | 12647.8 | 12647.8 | 12647.8 | 12647.8 | 12647.8 | 63239
House/Bungalow | Cross-hipped roof |  | Natural Slates | Up to 30m2 | 3152.8 | 3152.8 | 3152.8 | 3152.8 | 3152.8 | 15764
House/Bungalow | Cross-hipped roof |  | Natural Slates | 30m2 to 50m2 | 10419.6109 | 10419.6109 | 10419.6109 | 10419.6109 | 10419.6109 | 52098.0545
House/Bungalow | Cross-hipped roof |  | Natural Slates | 50m2 to 70m2 | 13090.5498 | 13090.5498 | 13090.5498 | 13090.5498 | 13090.5498 | 65452.749
House/Bungalow | Cross-hipped roof |  | Natural Slates | 70m2 to 100m2 | 17096.9582 | 17096.9582 | 17096.9582 | 17096.9582 | 17096.9582 | 85484.7908
House/Bungalow | Cross-hipped roof |  | Natural Slates | Over 100m2 | 13907.5 | 13907.5 | 13907.5 | 13907.5 | 13907.5 | 69537.5
Block | Flat |  | Asphalt | 100m2 to 125m2 | 24244.2522 | 24244.2522 | 24244.2522 | 24244.2522 | 24244.2522 | 121221.2609
Block | Flat |  | Asphalt | 125m2 to 150m2 | 29093.1026 | 29093.1026 | 29093.1026 | 29093.1026 | 29093.1026 | 145465.513
Block | Flat |  | Asphalt | 150m2 to 200m2 | 38790.8035 | 38790.8035 | 38790.8035 | 38790.8035 | 38790.8035 | 193954.0174
Block | Flat |  | Asphalt | 200m2 to 250m2 | 48488.5043 | 48488.5043 | 48488.5043 | 48488.5043 | 48488.5043 | 242442.5217
Block | Flat |  | Asphalt | 250m2 to 300m2 | 58186.2052 | 58186.2052 | 58186.2052 | 58186.2052 | 58186.2052 | 290931.0261
Block | Flat |  | Bitumen Membrane | 100m2 to 125m2 | 24244.2522 | 24244.2522 | 24244.2522 | 24244.2522 | 24244.2522 | 121221.2609
Block | Flat |  | Bitumen Membrane | 125m2 to 150m2 | 29093.1026 | 29093.1026 | 29093.1026 | 29093.1026 | 29093.1026 | 145465.513
Block | Flat |  | Bitumen Membrane | 150m2 to 200m2 | 38790.8035 | 38790.8035 | 38790.8035 | 38790.8035 | 38790.8035 | 193954.0174
Block | Flat |  | Bitumen Membrane | 200m2 to 250m2 | 48488.5043 | 48488.5043 | 48488.5043 | 48488.5043 | 48488.5043 | 242442.5217
Block | Flat |  | Bitumen Membrane | 250m2 to 300m2 | 58186.2052 | 58186.2052 | 58186.2052 | 58186.2052 | 58186.2052 | 290931.0261
Block | Flat |  | Felt roofing | 100m2 to 125m2 | 13487.408 | 13487.408 | 13487.408 | 13487.408 | 13487.408 | 67437.0399
Block | Flat |  | Felt roofing | 125m2 to 150m2 | 16058.9721 | 16058.9721 | 16058.9721 | 16058.9721 | 16058.9721 | 80294.8603
Block | Flat |  | Felt roofing | 150m2 to 200m2 | 21203.3825 | 21203.3825 | 21203.3825 | 21203.3825 | 21203.3825 | 106016.9123
Block | Flat |  | Felt roofing | 200m2 to 250m2 | 26347.7929 | 26347.7929 | 26347.7929 | 26347.7929 | 26347.7929 | 131738.9643
Block | Flat |  | Felt roofing | 250m2 to 300m2 | 29324.9345 | 29324.9345 | 29324.9345 | 29324.9345 | 29324.9345 | 146624.6723
Block | Mono-pitch |  | Concrete tiled | 100m2 to 125m2 | 3071.5 | 3071.5 | 3071.5 | 3071.5 | 3071.5 | 15357.5
Block | Mono-pitch |  | Concrete tiled | 125m2 to 150m2 | 4425 | 4425 | 4425 | 4425 | 4425 | 22125
Block | Mono-pitch |  | Concrete tiled | 150m2 to 200m2 | 7132 | 7132 | 7132 | 7132 | 7132 | 35660
Block | Mono-pitch |  | Concrete tiled | 200m2 to 250m2 | 9844 | 9844 | 9844 | 9844 | 9844 | 49220
Block | Mono-pitch |  | Concrete tiled | 250m2 to 300m2 | 10854.8 | 10854.8 | 10854.8 | 10854.8 | 10854.8 | 54274
Block | London/Butterfly |  | Concrete tiled | 100m2 to 125m2 | 5321.5 | 5321.5 | 5321.5 | 5321.5 | 5321.5 | 26607.5
Block | London/Butterfly |  | Concrete tiled | 125m2 to 150m2 | 7124 | 7124 | 7124 | 7124 | 7124 | 35620
Block | London/Butterfly |  | Concrete tiled | 150m2 to 200m2 | 10731 | 10731 | 10731 | 10731 | 10731 | 53655
Block | London/Butterfly |  | Concrete tiled | 200m2 to 250m2 | 14337 | 14337 | 14337 | 14337 | 14337 | 71685
Block | London/Butterfly |  | Concrete tiled | 250m2 to 300m2 | 17943 | 17943 | 17943 | 17943 | 17943 | 89715
Block | Gable end double pitch |  | Concrete tiled | 100m2 to 125m2 | 8304.5299 | 8304.5299 | 8304.5299 | 8304.5299 | 8304.5299 | 41522.6495
Block | Gable end double pitch |  | Concrete tiled | 125m2 to 150m2 | 9886.1925 | 9886.1925 | 9886.1925 | 9886.1925 | 9886.1925 | 49430.9624
Block | Gable end double pitch |  | Concrete tiled | 150m2 to 200m2 | 13050.7999 | 13050.7999 | 13050.7999 | 13050.7999 | 13050.7999 | 65253.9994
Block | Gable end double pitch |  | Concrete tiled | 200m2 to 250m2 | 16215.4073 | 16215.4073 | 16215.4073 | 16215.4073 | 16215.4073 | 81077.0364
Block | Gable end double pitch |  | Concrete tiled | 250m2 to 300m2 | 19381.2969 | 19381.2969 | 19381.2969 | 19381.2969 | 19381.2969 | 96906.4846
Block | Hipped end double pitch |  | Concrete tiled | 100m2 to 125m2 | 9308.5362 | 9308.5362 | 9308.5362 | 9308.5362 | 9308.5362 | 46542.6811
Block | Hipped end double pitch |  | Concrete tiled | 125m2 to 150m2 | 10842.7553 | 10842.7553 | 10842.7553 | 10842.7553 | 10842.7553 | 54213.7766
Block | Hipped end double pitch |  | Concrete tiled | 150m2 to 200m2 | 13880.4194 | 13880.4194 | 13880.4194 | 13880.4194 | 13880.4194 | 69402.097
Block | Hipped end double pitch |  | Concrete tiled | 200m2 to 250m2 | 16215.4073 | 16215.4073 | 16215.4073 | 16215.4073 | 16215.4073 | 81077.0364
Block | Hipped end double pitch |  | Concrete tiled | 250m2 to 300m2 | 19381.2969 | 19381.2969 | 19381.2969 | 19381.2969 | 19381.2969 | 96906.4846
Block | Mid-terrace |  | Concrete tiled | 100m2 to 125m2 | 7912.1596 | 7912.1596 | 7912.1596 | 7912.1596 | 7912.1596 | 39560.7981
Block | Mid-terrace |  | Concrete tiled | 125m2 to 150m2 | 9495.1044 | 9495.1044 | 9495.1044 | 9495.1044 | 9495.1044 | 47475.5222
Block | Mid-terrace |  | Concrete tiled | 150m2 to 200m2 | 12659.7118 | 12659.7118 | 12659.7118 | 12659.7118 | 12659.7118 | 63298.5592
Block | Mid-terrace |  | Concrete tiled | 200m2 to 250m2 | 15824.3192 | 15824.3192 | 15824.3192 | 15824.3192 | 15824.3192 | 79121.5962
Block | Mid-terrace |  | Concrete tiled | 250m2 to 300m2 | 18988.9266 | 18988.9266 | 18988.9266 | 18988.9266 | 18988.9266 | 94944.6332
Block | End of terrace gable end |  | Concrete tiled | 100m2 to 125m2 | 8108.3448 | 8108.3448 | 8108.3448 | 8108.3448 | 8108.3448 | 40541.7238
Block | End of terrace gable end |  | Concrete tiled | 125m2 to 150m2 | 9691.2896 | 9691.2896 | 9691.2896 | 9691.2896 | 9691.2896 | 48456.448
Block | End of terrace gable end |  | Concrete tiled | 150m2 to 200m2 | 12855.897 | 12855.897 | 12855.897 | 12855.897 | 12855.897 | 64279.4849
Block | End of terrace gable end |  | Concrete tiled | 200m2 to 250m2 | 16020.5044 | 16020.5044 | 16020.5044 | 16020.5044 | 16020.5044 | 80102.5219
Block | End of terrace gable end |  | Concrete tiled | 250m2 to 300m2 | 19185.1118 | 19185.1118 | 19185.1118 | 19185.1118 | 19185.1118 | 95925.5589
Block | End of terrace hipped end |  | Concrete tiled | 100m2 to 125m2 | 9239.2944 | 9239.2944 | 9239.2944 | 9239.2944 | 9239.2944 | 46196.472
Block | End of terrace hipped end |  | Concrete tiled | 125m2 to 150m2 | 10773.5135 | 10773.5135 | 10773.5135 | 10773.5135 | 10773.5135 | 53867.5676
Block | End of terrace hipped end |  | Concrete tiled | 150m2 to 200m2 | 13811.1776 | 13811.1776 | 13811.1776 | 13811.1776 | 13811.1776 | 69055.8879
Block | End of terrace hipped end |  | Concrete tiled | 200m2 to 250m2 | 16848.8417 | 16848.8417 | 16848.8417 | 16848.8417 | 16848.8417 | 84244.2083
Block | End of terrace hipped end |  | Concrete tiled | 250m2 to 300m2 | 19886.5057 | 19886.5057 | 19886.5057 | 19886.5057 | 19886.5057 | 99432.5286
Block | Mansard |  | Concrete tiled | 100m2 to 125m2 | 5050.5 | 5050.5 | 5050.5 | 5050.5 | 5050.5 | 25252.5
Block | Mansard |  | Concrete tiled | 125m2 to 150m2 | 6477 | 6477 | 6477 | 6477 | 6477 | 32385
Block | Mansard |  | Concrete tiled | 150m2 to 200m2 | 9306 | 9306 | 9306 | 9306 | 9306 | 46530
Block | Mansard |  | Concrete tiled | 200m2 to 250m2 | 12134 | 12134 | 12134 | 12134 | 12134 | 60670
Block | Mansard |  | Concrete tiled | 250m2 to 300m2 | 18762 | 18762 | 18762 | 18762 | 18762 | 93810
Block | Cross-gabled roof |  | Concrete tiled | 100m2 to 125m2 | 3446.5 | 3446.5 | 3446.5 | 3446.5 | 3446.5 | 17232.5
Block | Cross-gabled roof |  | Concrete tiled | 125m2 to 150m2 | 4681 | 4681 | 4681 | 4681 | 4681 | 23405
Block | Cross-gabled roof |  | Concrete tiled | 150m2 to 200m2 | 7149 | 7149 | 7149 | 7149 | 7149 | 35745
Block | Cross-gabled roof |  | Concrete tiled | 200m2 to 250m2 | 9617 | 9617 | 9617 | 9617 | 9617 | 48085
Block | Cross-gabled roof |  | Concrete tiled | 250m2 to 300m2 | 12085 | 12085 | 12085 | 12085 | 12085 | 60425
Block | Cross-hipped roof |  | Concrete tiled | 100m2 to 125m2 | 4415.5 | 4415.5 | 4415.5 | 4415.5 | 4415.5 | 22077.5
Block | Cross-hipped roof |  | Concrete tiled | 125m2 to 150m2 | 5650 | 5650 | 5650 | 5650 | 5650 | 28250
Block | Cross-hipped roof |  | Concrete tiled | 150m2 to 200m2 | 8118 | 8118 | 8118 | 8118 | 8118 | 40590
Block | Cross-hipped roof |  | Concrete tiled | 200m2 to 250m2 | 10586 | 10586 | 10586 | 10586 | 10586 | 52930
Block | Cross-hipped roof |  | Concrete tiled | 250m2 to 300m2 | 13054 | 13054 | 13054 | 13054 | 13054 | 65270
Block | Mono-pitch |  | Clay tiled | 100m2 to 125m2 | 6923.5 | 6923.5 | 6923.5 | 6923.5 | 6923.5 | 34617.5
Block | Mono-pitch |  | Clay tiled | 125m2 to 150m2 | 9047 | 9047 | 9047 | 9047 | 9047 | 45235
Block | Mono-pitch |  | Clay tiled | 150m2 to 200m2 | 13294 | 13294 | 13294 | 13294 | 13294 | 66470
Block | Mono-pitch |  | Clay tiled | 200m2 to 250m2 | 17540 | 17540 | 17540 | 17540 | 17540 | 87700
Block | Mono-pitch |  | Clay tiled | 250m2 to 300m2 | 21786 | 21786 | 21786 | 21786 | 21786 | 108930
Block | London/Butterfly |  | Clay tiled | 100m2 to 125m2 | 9171.5 | 9171.5 | 9171.5 | 9171.5 | 9171.5 | 45857.5
Block | London/Butterfly |  | Clay tiled | 125m2 to 150m2 | 11745 | 11745 | 11745 | 11745 | 11745 | 58725
Block | London/Butterfly |  | Clay tiled | 150m2 to 200m2 | 16890 | 16890 | 16890 | 16890 | 16890 | 84450
Block | London/Butterfly |  | Clay tiled | 200m2 to 250m2 | 22038 | 22038 | 22038 | 22038 | 22038 | 110190
Block | London/Butterfly |  | Clay tiled | 250m2 to 300m2 | 27184 | 27184 | 27184 | 27184 | 27184 | 135920
Block | Gable end double pitch |  | Clay tiled | 100m2 to 125m2 | 6326.5 | 6326.5 | 6326.5 | 6326.5 | 6326.5 | 31632.5
Block | Gable end double pitch |  | Clay tiled | 125m2 to 150m2 | 8331 | 8331 | 8331 | 8331 | 8331 | 41655
Block | Gable end double pitch |  | Clay tiled | 150m2 to 200m2 | 12339 | 12339 | 12339 | 12339 | 12339 | 61695
Block | Gable end double pitch |  | Clay tiled | 200m2 to 250m2 | 16347 | 16347 | 16347 | 16347 | 16347 | 81735
Block | Gable end double pitch |  | Clay tiled | 250m2 to 300m2 | 20356 | 20356 | 20356 | 20356 | 20356 | 101780
Block | Hipped end double pitch |  | Clay tiled | Up to 30m2 | 7109.5 | 7109.5 | 7109.5 | 7109.5 | 7109.5 | 35547.5
Block | Hipped end double pitch |  | Clay tiled | 30m2 to 50m2 | 9077 | 9077 | 9077 | 9077 | 9077 | 45385
Block | Hipped end double pitch |  | Clay tiled | 50m2 to 70m2 | 27832.9016 | 27832.9016 | 27832.9016 | 27832.9016 | 27832.9016 | 139164.5079
Block | Hipped end double pitch |  | Clay tiled | 70m2 to 100m2 | 34228.5372 | 34228.5372 | 34228.5372 | 34228.5372 | 34228.5372 | 171142.6861
Block | Hipped end double pitch |  | Clay tiled | Over 100m2 | 40624.1729 | 40624.1729 | 40624.1729 | 40624.1729 | 40624.1729 | 203120.8643
Block | Mid-terrace |  | Clay tiled | 100m2 to 125m2 | 6021.5 | 6021.5 | 6021.5 | 6021.5 | 6021.5 | 30107.5
Block | Mid-terrace |  | Clay tiled | 125m2 to 150m2 | 8025 | 8025 | 8025 | 8025 | 8025 | 40125
Block | Mid-terrace |  | Clay tiled | 150m2 to 200m2 | 12034 | 12034 | 12034 | 12034 | 12034 | 60170
Block | Mid-terrace |  | Clay tiled | 200m2 to 250m2 | 16042 | 16042 | 16042 | 16042 | 16042 | 80210
Block | Mid-terrace |  | Clay tiled | 250m2 to 300m2 | 20050 | 20050 | 20050 | 20050 | 20050 | 100250
Block | End of terrace gable end |  | Clay tiled | 100m2 to 125m2 | 6163.5 | 6163.5 | 6163.5 | 6163.5 | 6163.5 | 30817.5
Block | End of terrace gable end |  | Clay tiled | 125m2 to 150m2 | 8178 | 8178 | 8178 | 8178 | 8178 | 40890
Block | End of terrace gable end |  | Clay tiled | 150m2 to 200m2 | 12186 | 12186 | 12186 | 12186 | 12186 | 60930
Block | End of terrace gable end |  | Clay tiled | 200m2 to 250m2 | 16195 | 16195 | 16195 | 16195 | 16195 | 80975
Block | End of terrace gable end |  | Clay tiled | 250m2 to 300m2 | 20203 | 20203 | 20203 | 20203 | 20203 | 101015
Block | End of terrace hipped end |  | Clay tiled | 100m2 to 125m2 | 7055.5 | 7055.5 | 7055.5 | 7055.5 | 7055.5 | 35277.5
Block | End of terrace hipped end |  | Clay tiled | 125m2 to 150m2 | 9023 | 9023 | 9023 | 9023 | 9023 | 45115
Block | End of terrace hipped end |  | Clay tiled | 150m2 to 200m2 | 12932 | 12932 | 12932 | 12932 | 12932 | 64660
Block | End of terrace hipped end |  | Clay tiled | 200m2 to 250m2 | 16841 | 16841 | 16841 | 16841 | 16841 | 84205
Block | End of terrace hipped end |  | Clay tiled | 250m2 to 300m2 | 20750 | 20750 | 20750 | 20750 | 20750 | 103750
Block | Mansard |  | Clay tiled | 100m2 to 125m2 | 8901.5 | 8901.5 | 8901.5 | 8901.5 | 8901.5 | 44507.5
Block | Mansard |  | Clay tiled | 125m2 to 150m2 | 11098 | 11098 | 11098 | 11098 | 11098 | 55490
Block | Mansard |  | Clay tiled | 150m2 to 200m2 | 15467 | 15467 | 15467 | 15467 | 15467 | 77335
Block | Mansard |  | Clay tiled | 200m2 to 250m2 | 19835 | 19835 | 19835 | 19835 | 19835 | 99175
Block | Mansard |  | Clay tiled | 250m2 to 300m2 | 24204 | 24204 | 24204 | 24204 | 24204 | 121020
Block | Cross-gabled roof |  | Clay tiled | 100m2 to 125m2 | 7297.5 | 7297.5 | 7297.5 | 7297.5 | 7297.5 | 36487.5
Block | Cross-gabled roof |  | Clay tiled | 125m2 to 150m2 | 9302 | 9302 | 9302 | 9302 | 9302 | 46510
Block | Cross-gabled roof |  | Clay tiled | 150m2 to 200m2 | 13310 | 13310 | 13310 | 13310 | 13310 | 66550
Block | Cross-gabled roof |  | Clay tiled | 200m2 to 250m2 | 17318 | 17318 | 17318 | 17318 | 17318 | 86590
Block | Cross-gabled roof |  | Clay tiled | 250m2 to 300m2 | 21326 | 21326 | 21326 | 21326 | 21326 | 106630
Block | Cross-hipped roof |  | Clay tiled | 100m2 to 125m2 | 8266.5 | 8266.5 | 8266.5 | 8266.5 | 8266.5 | 41332.5
Block | Cross-hipped roof |  | Clay tiled | 125m2 to 150m2 | 10270 | 10270 | 10270 | 10270 | 10270 | 51350
Block | Cross-hipped roof |  | Clay tiled | 150m2 to 200m2 | 14279 | 14279 | 14279 | 14279 | 14279 | 71395
Block | Cross-hipped roof |  | Clay tiled | 200m2 to 250m2 | 18287 | 18287 | 18287 | 18287 | 18287 | 91435
Block | Cross-hipped roof |  | Clay tiled | 250m2 to 300m2 | 22295 | 22295 | 22295 | 22295 | 22295 | 111475
Block | Mono-pitch |  | Fibre Cement Slates | 100m2 to 125m2 | 3520 | 3520 | 3520 | 3520 | 3520 | 17600
Block | Mono-pitch |  | Fibre Cement Slates | 125m2 to 150m2 | 4962 | 4962 | 4962 | 4962 | 4962 | 24810
Block | Mono-pitch |  | Fibre Cement Slates | 150m2 to 200m2 | 7848 | 7848 | 7848 | 7848 | 7848 | 39240
Block | Mono-pitch |  | Fibre Cement Slates | 200m2 to 250m2 | 10733 | 10733 | 10733 | 10733 | 10733 | 53665
Block | Mono-pitch |  | Fibre Cement Slates | 250m2 to 300m2 | 13618 | 13618 | 13618 | 13618 | 13618 | 68090
Block | London/Butterfly |  | Fibre Cement Slates | 100m2 to 125m2 | 5768 | 5768 | 5768 | 5768 | 5768 | 28840
Block | London/Butterfly |  | Fibre Cement Slates | 125m2 to 150m2 | 7660 | 7660 | 7660 | 7660 | 7660 | 38300
Block | London/Butterfly |  | Fibre Cement Slates | 150m2 to 200m2 | 11445 | 11445 | 11445 | 11445 | 11445 | 57225
Block | London/Butterfly |  | Fibre Cement Slates | 200m2 to 250m2 | 15230 | 15230 | 15230 | 15230 | 15230 | 76150
Block | London/Butterfly |  | Fibre Cement Slates | 250m2 to 300m2 | 19015 | 19015 | 19015 | 19015 | 19015 | 95075
Block | Gable end double pitch |  | Fibre Cement Slates | 100m2 to 125m2 | 8877.0571 | 8877.0571 | 8877.0571 | 8877.0571 | 8877.0571 | 44385.2857
Block | Gable end double pitch |  | Fibre Cement Slates | 125m2 to 150m2 | 10573.4816 | 10573.4816 | 10573.4816 | 10573.4816 | 10573.4816 | 52867.408
Block | Gable end double pitch |  | Fibre Cement Slates | 150m2 to 200m2 | 13967.6128 | 13967.6128 | 13967.6128 | 13967.6128 | 13967.6128 | 69838.064
Block | Gable end double pitch |  | Fibre Cement Slates | 200m2 to 250m2 | 17361.744 | 17361.744 | 17361.744 | 17361.744 | 17361.744 | 86808.7199
Block | Gable end double pitch |  | Fibre Cement Slates | 250m2 to 300m2 | 20755.8752 | 20755.8752 | 20755.8752 | 20755.8752 | 20755.8752 | 103779.3759
Block | Hipped end double pitch |  | Fibre Cement Slates | 100m2 to 125m2 | 9881.0635 | 9881.0635 | 9881.0635 | 9881.0635 | 9881.0635 | 49405.3173
Block | Hipped end double pitch |  | Fibre Cement Slates | 125m2 to 150m2 | 11530.0445 | 11530.0445 | 11530.0445 | 11530.0445 | 11530.0445 | 57650.2223
Block | Hipped end double pitch |  | Fibre Cement Slates | 150m2 to 200m2 | 14797.2323 | 14797.2323 | 14797.2323 | 14797.2323 | 14797.2323 | 73986.1616
Block | Hipped end double pitch |  | Fibre Cement Slates | 200m2 to 250m2 | 18063.1379 | 18063.1379 | 18063.1379 | 18063.1379 | 18063.1379 | 90315.6896
Block | Hipped end double pitch |  | Fibre Cement Slates | 250m2 to 300m2 | 21330.3258 | 21330.3258 | 21330.3258 | 21330.3258 | 21330.3258 | 106651.629
Block | Mid-terrace |  | Fibre Cement Slates | 100m2 to 125m2 | 8484.6869 | 8484.6869 | 8484.6869 | 8484.6869 | 8484.6869 | 42423.4343
Block | Mid-terrace |  | Fibre Cement Slates | 125m2 to 150m2 | 10182.3936 | 10182.3936 | 10182.3936 | 10182.3936 | 10182.3936 | 50911.9679
Block | Mid-terrace |  | Fibre Cement Slates | 150m2 to 200m2 | 13576.5248 | 13576.5248 | 13576.5248 | 13576.5248 | 13576.5248 | 67882.6238
Block | Mid-terrace |  | Fibre Cement Slates | 200m2 to 250m2 | 16969.3737 | 16969.3737 | 16969.3737 | 16969.3737 | 16969.3737 | 84846.8685
Block | Mid-terrace |  | Fibre Cement Slates | 250m2 to 300m2 | 20363.5049 | 20363.5049 | 20363.5049 | 20363.5049 | 20363.5049 | 101817.5245
Block | End of terrace gable end |  | Fibre Cement Slates | 100m2 to 125m2 | 8680.872 | 8680.872 | 8680.872 | 8680.872 | 8680.872 | 43404.36
Block | End of terrace gable end |  | Fibre Cement Slates | 125m2 to 150m2 | 10378.5787 | 10378.5787 | 10378.5787 | 10378.5787 | 10378.5787 | 51892.8936
Block | End of terrace gable end |  | Fibre Cement Slates | 150m2 to 200m2 | 13771.4277 | 13771.4277 | 13771.4277 | 13771.4277 | 13771.4277 | 68857.1383
Block | End of terrace gable end |  | Fibre Cement Slates | 200m2 to 250m2 | 17165.5588 | 17165.5588 | 17165.5588 | 17165.5588 | 17165.5588 | 85827.7942
Block | End of terrace gable end |  | Fibre Cement Slates | 250m2 to 300m2 | 20559.69 | 20559.69 | 20559.69 | 20559.69 | 20559.69 | 102798.4502
Block | End of terrace hipped end |  | Fibre Cement Slates | 100m2 to 125m2 | 9811.8216 | 9811.8216 | 9811.8216 | 9811.8216 | 9811.8216 | 49059.1082
Block | End of terrace hipped end |  | Fibre Cement Slates | 125m2 to 150m2 | 11460.8026 | 11460.8026 | 11460.8026 | 11460.8026 | 11460.8026 | 57304.0132
Block | End of terrace hipped end |  | Fibre Cement Slates | 150m2 to 200m2 | 14727.9905 | 14727.9905 | 14727.9905 | 14727.9905 | 14727.9905 | 73639.9525
Block | End of terrace hipped end |  | Fibre Cement Slates | 200m2 to 250m2 | 17993.8961 | 17993.8961 | 17993.8961 | 17993.8961 | 17993.8961 | 89969.4806
Block | End of terrace hipped end |  | Fibre Cement Slates | 250m2 to 300m2 | 21261.084 | 21261.084 | 21261.084 | 21261.084 | 21261.084 | 106305.4199
Block | Mansard |  | Fibre Cement Slates | 100m2 to 125m2 | 12178.8659 | 12178.8659 | 12178.8659 | 12178.8659 | 12178.8659 | 60894.3295
Block | Mansard |  | Fibre Cement Slates | 125m2 to 150m2 | 14121.4835 | 14121.4835 | 14121.4835 | 14121.4835 | 14121.4835 | 70607.4175
Block | Mansard |  | Fibre Cement Slates | 150m2 to 200m2 | 17978.509 | 17978.509 | 17978.509 | 17978.509 | 17978.509 | 89892.5452
Block | Mansard |  | Fibre Cement Slates | 200m2 to 250m2 | 21834.2523 | 21834.2523 | 21834.2523 | 21834.2523 | 21834.2523 | 109171.2617
Block | Mansard |  | Fibre Cement Slates | 250m2 to 300m2 | 25689.9956 | 25689.9956 | 25689.9956 | 25689.9956 | 25689.9956 | 128449.9781
Block | Cross-gabled roof |  | Fibre Cement Slates | 100m2 to 125m2 | 10122.1276 | 10122.1276 | 10122.1276 | 10122.1276 | 10122.1276 | 50610.6378
Block | Cross-gabled roof |  | Fibre Cement Slates | 125m2 to 150m2 | 11818.552 | 11818.552 | 11818.552 | 11818.552 | 11818.552 | 59092.7601
Block | Cross-gabled roof |  | Fibre Cement Slates | 150m2 to 200m2 | 15212.6832 | 15212.6832 | 15212.6832 | 15212.6832 | 15212.6832 | 76063.416
Block | Cross-gabled roof |  | Fibre Cement Slates | 200m2 to 250m2 | 18606.8144 | 18606.8144 | 18606.8144 | 18606.8144 | 18606.8144 | 93034.072
Block | Cross-gabled roof |  | Fibre Cement Slates | 250m2 to 300m2 | 21999.6633 | 21999.6633 | 21999.6633 | 21999.6633 | 21999.6633 | 109998.3167
Block | Cross-hipped roof |  | Fibre Cement Slates | 100m2 to 125m2 | 11363.3512 | 11363.3512 | 11363.3512 | 11363.3512 | 11363.3512 | 56816.756
Block | Cross-hipped roof |  | Fibre Cement Slates | 125m2 to 150m2 | 13061.0579 | 13061.0579 | 13061.0579 | 13061.0579 | 13061.0579 | 65305.2896
Block | Cross-hipped roof |  | Fibre Cement Slates | 150m2 to 200m2 | 16455.1891 | 16455.1891 | 16455.1891 | 16455.1891 | 16455.1891 | 82275.9456
Block | Cross-hipped roof |  | Fibre Cement Slates | 200m2 to 250m2 | 19848.038 | 19848.038 | 19848.038 | 19848.038 | 19848.038 | 99240.1902
Block | Cross-hipped roof |  | Fibre Cement Slates | 250m2 to 300m2 | 23242.1692 | 23242.1692 | 23242.1692 | 23242.1692 | 23242.1692 | 116210.8462
Block | Mono-pitch |  | Natural Slates | 100m2 to 125m2 | 6315 | 6315 | 6315 | 6315 | 6315 | 31575
Block | Mono-pitch |  | Natural Slates | 125m2 to 150m2 | 8316 | 8316 | 8316 | 8316 | 8316 | 41580
Block | Mono-pitch |  | Natural Slates | 150m2 to 200m2 | 12320 | 12320 | 12320 | 12320 | 12320 | 61600
Block | Mono-pitch |  | Natural Slates | 200m2 to 250m2 | 16322 | 16322 | 16322 | 16322 | 16322 | 81610
Block | Mono-pitch |  | Natural Slates | 250m2 to 300m2 | 20326 | 20326 | 20326 | 20326 | 20326 | 101630
Block | London/Butterfly |  | Natural Slates | 100m2 to 125m2 | 8562 | 8562 | 8562 | 8562 | 8562 | 42810
Block | London/Butterfly |  | Natural Slates | 125m2 to 150m2 | 11014 | 11014 | 11014 | 11014 | 11014 | 55070
Block | London/Butterfly |  | Natural Slates | 150m2 to 200m2 | 15917 | 15917 | 15917 | 15917 | 15917 | 79585
Block | London/Butterfly |  | Natural Slates | 200m2 to 250m2 | 20820 | 20820 | 20820 | 20820 | 20820 | 104100
Block | London/Butterfly |  | Natural Slates | 250m2 to 300m2 | 25723 | 25723 | 25723 | 25723 | 25723 | 128615
Block | Gable end double pitch |  | Natural Slates | 100m2 to 125m2 | 5718 | 5718 | 5718 | 5718 | 5718 | 28590
Block | Gable end double pitch |  | Natural Slates | 125m2 to 150m2 | 7600 | 7600 | 7600 | 7600 | 7600 | 38000
Block | Gable end double pitch |  | Natural Slates | 150m2 to 200m2 | 11365 | 11365 | 11365 | 11365 | 11365 | 56825
Block | Gable end double pitch |  | Natural Slates | 200m2 to 250m2 | 15130 | 15130 | 15130 | 15130 | 15130 | 75650
Block | Gable end double pitch |  | Natural Slates | 250m2 to 300m2 | 18895 | 18895 | 18895 | 18895 | 18895 | 94475
Block | Hipped end double pitch |  | Natural Slates | 100m2 to 125m2 | 6501 | 6501 | 6501 | 6501 | 6501 | 32505
Block | Hipped end double pitch |  | Natural Slates | 125m2 to 150m2 | 8346 | 8346 | 8346 | 8346 | 8346 | 41730
Block | Hipped end double pitch |  | Natural Slates | 150m2 to 200m2 | 12012 | 12012 | 12012 | 12012 | 12012 | 60060
Block | Hipped end double pitch |  | Natural Slates | 200m2 to 250m2 | 15677 | 15677 | 15677 | 15677 | 15677 | 78385
Block | Hipped end double pitch |  | Natural Slates | 250m2 to 300m2 | 19343 | 19343 | 19343 | 19343 | 19343 | 96715
Block | Mid-terrace |  | Natural Slates | 100m2 to 125m2 | 5412 | 5412 | 5412 | 5412 | 5412 | 27060
Block | Mid-terrace |  | Natural Slates | 125m2 to 150m2 | 7295 | 7295 | 7295 | 7295 | 7295 | 36475
Block | Mid-terrace |  | Natural Slates | 150m2 to 200m2 | 11060 | 11060 | 11060 | 11060 | 11060 | 55300
Block | Mid-terrace |  | Natural Slates | 200m2 to 250m2 | 14824 | 14824 | 14824 | 14824 | 14824 | 74120
Block | Mid-terrace |  | Natural Slates | 250m2 to 300m2 | 18589 | 18589 | 18589 | 18589 | 18589 | 92945
Block | End of terrace gable end |  | Natural Slates | 100m2 to 125m2 | 5565 | 5565 | 5565 | 5565 | 5565 | 27825
Block | End of terrace gable end |  | Natural Slates | 125m2 to 150m2 | 7448 | 7448 | 7448 | 7448 | 7448 | 37240
Block | End of terrace gable end |  | Natural Slates | 150m2 to 200m2 | 11212 | 11212 | 11212 | 11212 | 11212 | 56060
Block | End of terrace gable end |  | Natural Slates | 200m2 to 250m2 | 14977 | 14977 | 14977 | 14977 | 14977 | 74885
Block | End of terrace gable end |  | Natural Slates | 250m2 to 300m2 | 18742 | 18742 | 18742 | 18742 | 18742 | 93710
Block | End of terrace hipped end |  | Natural Slates | 100m2 to 125m2 | 6447 | 6447 | 6447 | 6447 | 6447 | 32235
Block | End of terrace hipped end |  | Natural Slates | 125m2 to 150m2 | 8292 | 8292 | 8292 | 8292 | 8292 | 41460
Block | End of terrace hipped end |  | Natural Slates | 150m2 to 200m2 | 11958 | 11958 | 11958 | 11958 | 11958 | 59790
Block | End of terrace hipped end |  | Natural Slates | 200m2 to 250m2 | 15623 | 15623 | 15623 | 15623 | 15623 | 78115
Block | End of terrace hipped end |  | Natural Slates | 250m2 to 300m2 | 19289 | 19289 | 19289 | 19289 | 19289 | 96445
Block | Mansard |  | Natural Slates | 100m2 to 125m2 | 8293 | 8293 | 8293 | 8293 | 8293 | 41465
Block | Mansard |  | Natural Slates | 125m2 to 150m2 | 10367 | 10367 | 10367 | 10367 | 10367 | 51835
Block | Mansard |  | Natural Slates | 150m2 to 200m2 | 14493 | 14493 | 14493 | 14493 | 14493 | 72465
Block | Mansard |  | Natural Slates | 200m2 to 250m2 | 18618 | 18618 | 18618 | 18618 | 18618 | 93090
Block | Mansard |  | Natural Slates | 250m2 to 300m2 | 22743 | 22743 | 22743 | 22743 | 22743 | 113715
Block | Cross-gabled roof |  | Natural Slates | 100m2 to 125m2 | 6689 | 6689 | 6689 | 6689 | 6689 | 33445
Block | Cross-gabled roof |  | Natural Slates | 125m2 to 150m2 | 8571 | 8571 | 8571 | 8571 | 8571 | 42855
Block | Cross-gabled roof |  | Natural Slates | 150m2 to 200m2 | 12336 | 12336 | 12336 | 12336 | 12336 | 61680
Block | Cross-gabled roof |  | Natural Slates | 200m2 to 250m2 | 16101 | 16101 | 16101 | 16101 | 16101 | 80505
Block | Cross-gabled roof |  | Natural Slates | 250m2 to 300m2 | 19865 | 19865 | 19865 | 19865 | 19865 | 99325
Block | Cross-hipped roof |  | Natural Slates | 100m2 to 125m2 | 7657 | 7657 | 7657 | 7657 | 7657 | 38285
Block | Cross-hipped roof |  | Natural Slates | 125m2 to 150m2 | 9540 | 9540 | 9540 | 9540 | 9540 | 47700
Block | Cross-hipped roof |  | Natural Slates | 150m2 to 200m2 | 13305 | 13305 | 13305 | 13305 | 13305 | 66525
Block | Cross-hipped roof |  | Natural Slates | 200m2 to 250m2 | 17069 | 17069 | 17069 | 17069 | 17069 | 85345
Block | Cross-hipped roof |  | Natural Slates | 250m2 to 300m2 | 20834 | 20834 | 20834 | 20834 | 20834 | 104170
Dormers (extra over rate) | Flat |  | Asphalt | Not exceeding 1m2 | 200.3653 | 200.3653 | 200.3653 | 200.3653 | 200.3653 | 1001.8265
Dormers (extra over rate) | Flat |  | Asphalt | Over 1m2 | 200.3653 | 200.3653 | 200.3653 | 200.3653 | 200.3653 | 1001.8265
Dormers (extra over rate) | Flat |  | Bitumen Membrane | Not exceeding 1m2 | 200.3653 | 200.3653 | 200.3653 | 200.3653 | 200.3653 | 1001.8265
Dormers (extra over rate) | Flat |  | Bitumen Membrane | Over 1m2 | 200.3653 | 200.3653 | 200.3653 | 200.3653 | 200.3653 | 1001.8265
Dormers (extra over rate) | Flat |  | Felt roofing | Not exceeding 1m2 | 286.2764 | 286.2764 | 286.2764 | 286.2764 | 286.2764 | 1431.3822
Dormers (extra over rate) | Flat |  | Felt roofing | Over 1m2 | 200.3653 | 200.3653 | 200.3653 | 200.3653 | 200.3653 | 1001.8265
Dormers (extra over rate) | Mono-pitch |  | Concrete tiled | Not exceeding 1m2 | 167.0266 | 167.0266 | 167.0266 | 167.0266 | 167.0266 | 835.1332
Dormers (extra over rate) | Mono-pitch |  | Concrete tiled | Over 1m2 | 200.3653 | 200.3653 | 200.3653 | 200.3653 | 200.3653 | 1001.8265
Dormers (extra over rate) | Mono-pitch |  | Clay tiled | Not exceeding 1m2 | 206.7766 | 206.7766 | 206.7766 | 206.7766 | 206.7766 | 1033.8829
Dormers (extra over rate) | Mono-pitch |  | Clay tiled | Over 1m2 | 200.3653 | 200.3653 | 200.3653 | 200.3653 | 200.3653 | 1001.8265
Dormers (extra over rate) | Mono-pitch |  | Fibre Cement Slates | Not exceeding 1m2 | 179.8492 | 179.8492 | 179.8492 | 179.8492 | 179.8492 | 899.246
Dormers (extra over rate) | Mono-pitch |  | Fibre Cement Slates | Over 1m2 | 200.3653 | 200.3653 | 200.3653 | 200.3653 | 200.3653 | 1001.8265
Dormers (extra over rate) | Mono-pitch |  | Natural Slates | Not exceeding 1m2 | 208.0588 | 208.0588 | 208.0588 | 208.0588 | 208.0588 | 1040.2942
Dormers (extra over rate) | Mono-pitch |  | Natural Slates | Over 1m2 | 200.3653 | 200.3653 | 200.3653 | 200.3653 | 200.3653 | 1001.8265
Dormers (extra over rate) | Gable end double pitch |  | Concrete tiled | Not exceeding 1m2 | 233.7039 | 233.7039 | 233.7039 | 233.7039 | 233.7039 | 1168.5197
Dormers (extra over rate) | Gable end double pitch |  | Concrete tiled | Over 1m2 | 200.3653 | 200.3653 | 200.3653 | 200.3653 | 200.3653 | 1001.8265
Dormers (extra over rate) | Gable end double pitch |  | Clay tiled | Not exceeding 1m2 | 273.4539 | 273.4539 | 273.4539 | 273.4539 | 273.4539 | 1367.2694
Dormers (extra over rate) | Gable end double pitch |  | Clay tiled | Over 1m2 | 200.3653 | 200.3653 | 200.3653 | 200.3653 | 200.3653 | 1001.8265
Dormers (extra over rate) | Gable end double pitch |  | Fibre Cement Slates | Not exceeding 1m2 | 246.5265 | 246.5265 | 246.5265 | 246.5265 | 246.5265 | 1232.6325
Dormers (extra over rate) | Gable end double pitch |  | Fibre Cement Slates | Over 1m2 | 200.3653 | 200.3653 | 200.3653 | 200.3653 | 200.3653 | 1001.8265
Dormers (extra over rate) | Gable end double pitch |  | Natural Slates | Not exceeding 1m2 | 274.7361 | 274.7361 | 274.7361 | 274.7361 | 274.7361 | 1373.6807
Dormers (extra over rate) | Gable end double pitch |  | Natural Slates | Over 1m2 | 200.3653 | 200.3653 | 200.3653 | 200.3653 | 200.3653 | 1001.8265
Dormers (extra over rate) | Hipped end double pitch |  | Concrete tiled | Not exceeding 1m2 | 318.3328 | 318.3328 | 318.3328 | 318.3328 | 318.3328 | 1591.6642
Dormers (extra over rate) | Hipped end double pitch |  | Concrete tiled | Over 1m2 | 200.3653 | 200.3653 | 200.3653 | 200.3653 | 200.3653 | 1001.8265
Dormers (extra over rate) | Hipped end double pitch |  | Clay tiled | Not exceeding 1m2 | 358.0828 | 358.0828 | 358.0828 | 358.0828 | 358.0828 | 1790.4138
Dormers (extra over rate) | Hipped end double pitch |  | Clay tiled | Over 1m2 | 200.3653 | 200.3653 | 200.3653 | 200.3653 | 200.3653 | 1001.8265
Dormers (extra over rate) | Hipped end double pitch |  | Fibre Cement Slates | Not exceeding 1m2 | 331.1554 | 331.1554 | 331.1554 | 331.1554 | 331.1554 | 1655.777
Dormers (extra over rate) | Hipped end double pitch |  | Fibre Cement Slates | Over 1m2 | 200.3653 | 200.3653 | 200.3653 | 200.3653 | 200.3653 | 1001.8265
Dormers (extra over rate) | Hipped end double pitch |  | Natural Slates | Not exceeding 1m2 | 359.365 | 359.365 | 359.365 | 359.365 | 359.365 | 1796.8251
Dormers (extra over rate) | Hipped end double pitch |  | Natural Slates | Over 1m2 | 200.3653 | 200.3653 | 200.3653 | 200.3653 | 200.3653 | 1001.8265
Porches | Flat |  | Asphalt | Not exceeding 2m2 | 266.0937 | 266.0937 | 266.0937 | 266.0937 | 266.0937 | 1330.4687
Porches | Flat |  | Asphalt | 2m2 to 5m2 | 290.1745 | 290.1745 | 290.1745 | 290.1745 | 290.1745 | 1450.8725
Porches | Flat |  | Bitumen Membrane | Not exceeding 2m2 | 266.0937 | 266.0937 | 266.0937 | 266.0937 | 266.0937 | 1330.4687
Porches | Flat |  | Bitumen Membrane | 2m2 to 5m2 | 290.1745 | 290.1745 | 290.1745 | 290.1745 | 290.1745 | 1450.8725
Porches | Flat |  | Felt roofing | Not exceeding 2m2 | 691.1615 | 691.1615 | 691.1615 | 691.1615 | 691.1615 | 3455.8077
Porches | Flat |  | Felt roofing | 2m2 to 5m2 | 1171.9818 | 1171.9818 | 1171.9818 | 1171.9818 | 1171.9818 | 5859.9092
Porches | Mono-pitch |  | Concrete tiled | Not exceeding 2m2 | 619.4834 | 619.4834 | 619.4834 | 619.4834 | 619.4834 | 3097.4172
Porches | Mono-pitch |  | Concrete tiled | 2m2 to 5m2 | 978.6177 | 978.6177 | 978.6177 | 978.6177 | 978.6177 | 4893.0883
Porches | Mono-pitch |  | Clay tiled | Not exceeding 2m2 | 701.1631 | 701.1631 | 701.1631 | 701.1631 | 701.1631 | 3505.8157
Porches | Mono-pitch |  | Clay tiled | 2m2 to 5m2 | 1181.9834 | 1181.9834 | 1181.9834 | 1181.9834 | 1181.9834 | 5909.9171
Porches | Mono-pitch |  | Fibre Cement Slates | Not exceeding 2m2 | 652.8221 | 652.8221 | 652.8221 | 652.8221 | 652.8221 | 3264.1105
Porches | Mono-pitch |  | Fibre Cement Slates | 2m2 to 5m2 | 1060.2973 | 1060.2973 | 1060.2973 | 1060.2973 | 1060.2973 | 5301.4867
Porches | Mono-pitch |  | Natural Slates | Not exceeding 2m2 | 706.1639 | 706.1639 | 706.1639 | 706.1639 | 706.1639 | 3530.8197
Porches | Mono-pitch |  | Natural Slates | 2m2 to 5m2 | 1193.652 | 1193.652 | 1193.652 | 1193.652 | 1193.652 | 5968.2598
Porches | Double pitch |  | Concrete tiled | Not exceeding 2m2 | 699.4962 | 699.4962 | 699.4962 | 699.4962 | 699.4962 | 3497.481
Porches | Double pitch |  | Concrete tiled | 2m2 to 5m2 | 1076.9667 | 1076.9667 | 1076.9667 | 1076.9667 | 1076.9667 | 5384.8334
Porches | Double pitch |  | Clay tiled | Not exceeding 2m2 | 781.1759 | 781.1759 | 781.1759 | 781.1759 | 781.1759 | 3905.8795
Porches | Double pitch |  | Clay tiled | 2m2 to 5m2 | 1280.3324 | 1280.3324 | 1280.3324 | 1280.3324 | 1280.3324 | 6401.6622
Porches | Double pitch |  | Fibre Cement Slates | Not exceeding 2m2 | 732.8349 | 732.8349 | 732.8349 | 732.8349 | 732.8349 | 3664.1743
Porches | Double pitch |  | Fibre Cement Slates | 2m2 to 5m2 | 1160.3133 | 1160.3133 | 1160.3133 | 1160.3133 | 1160.3133 | 5801.5665
Porches | Double pitch |  | Natural Slates | Not exceeding 2m2 | 786.1767 | 786.1767 | 786.1767 | 786.1767 | 786.1767 | 3930.8835
Porches | Double pitch |  | Natural Slates | 2m2 to 5m2 | 1292.001 | 1292.001 | 1292.001 | 1292.001 | 1292.001 | 6460.0049
Bays | Flat |  | Asphalt | Not exceeding 2m2 | 266.0937 | 266.0937 | 266.0937 | 266.0937 | 266.0937 | 1330.4687
Bays | Flat |  | Asphalt | 2m2 to 5m2 | 232.473 | 232.473 | 232.473 | 232.473 | 232.473 | 1162.3649
Bays | Flat |  | Bitumen Membrane | Not exceeding 2m2 | 208.3922 | 208.3922 | 208.3922 | 208.3922 | 208.3922 | 1041.9611
Bays | Flat |  | Bitumen Membrane | 2m2 to 5m2 | 232.473 | 232.473 | 232.473 | 232.473 | 232.473 | 1162.3649
Bays | Flat |  | Felt roofing | Not exceeding 2m2 | 535.3675 | 535.3675 | 535.3675 | 535.3675 | 535.3675 | 2676.8373
Bays | Flat |  | Felt roofing | 2m2 to 5m2 | 910.7863 | 910.7863 | 910.7863 | 910.7863 | 910.7863 | 4553.9316
Bays | Pitched |  | Concrete tiled | Not exceeding 2m2 | 590.5045 | 590.5045 | 590.5045 | 590.5045 | 590.5045 | 2952.5223
Bays | Pitched |  | Concrete tiled | 2m2 to 5m2 | 923.6089 | 923.6089 | 923.6089 | 923.6089 | 923.6089 | 4618.0444
Bays | Pitched |  | Clay tiled | Not exceeding 2m2 | 653.335 | 653.335 | 653.335 | 653.335 | 653.335 | 3266.675
Bays | Pitched |  | Clay tiled | 2m2 to 5m2 | 1077.4796 | 1077.4796 | 1077.4796 | 1077.4796 | 1077.4796 | 5387.3979
Bays | Pitched |  | Fibre Cement Slates | Not exceeding 2m2 | 616.1496 | 616.1496 | 616.1496 | 616.1496 | 616.1496 | 3080.7479
Bays | Pitched |  | Fibre Cement Slates | 2m2 to 5m2 | 985.1572 | 985.1572 | 985.1572 | 985.1572 | 985.1572 | 4925.7858
Bays | Pitched |  | Natural Slates | Not exceeding 2m2 | 657.1818 | 657.1818 | 657.1818 | 657.1818 | 657.1818 | 3285.9088
Bays | Pitched |  | Natural Slates | 2m2 to 5m2 | 1086.4554 | 1086.4554 | 1086.4554 | 1086.4554 | 1086.4554 | 5432.2768
Balconies and Walkways | Flat |  | Asphalt | Not exceeding 10m2 | 2003.653 | 2003.653 | 2003.653 | 2003.653 | 2003.653 | 10018.2648
Balconies and Walkways | Flat |  | Asphalt | 10m2 to 25m2 | 5009.1324 | 5009.1324 | 5009.1324 | 5009.1324 | 5009.1324 | 25045.6621
Balconies and Walkways | Flat |  | Asphalt | 25m2 to 50m2 | 10018.2648 | 10018.2648 | 10018.2648 | 10018.2648 | 10018.2648 | 50091.3241
Balconies and Walkways | Flat |  | Asphalt | 50m2 to 75m2 | 15027.3972 | 15027.3972 | 15027.3972 | 15027.3972 | 15027.3972 | 75136.9862
Balconies and Walkways | Flat |  | Asphalt | 75m2 to 100m2 | 20036.5297 | 20036.5297 | 20036.5297 | 20036.5297 | 20036.5297 | 100182.6483
[9 empty] | Roofing total: | 24557676.231

## Other Roofing
Price Framework - Other Roofing
Item | Type | UoM | Quantity for Evaluation | Rate | Total
Timber roof decking | Exterior quality WBP plywood, 15mm thick | m2 | 50 | 41.0322 | 2051.6093
Timber roof decking | Exterior quality WBP plywood, 18mm thick | m2 | 50 | 49.3668 | 2468.3425
Timber roof decking | Exterior quality oriented strand board (OSB) 15mm thick | m2 | 50 | 41.0322 | 2051.6093
Timber roof decking | Exterior quality oriented strand board (OSB) 18mm thick | m2 | 50 | 49.3668 | 2468.3425
Roof insulation | Mineral wool, 150mm thick | m2 | 25 | 16.6565 | 416.4126
Roof insulation | Mineral wool, 200mm thick | m2 | 25 | 24.35 | 608.751
Roof insulation | Mineral wool, 250mm thick | m2 | 25 | 24.35 | 608.751
Roof insulation | Mineral wool, 300mm thick | m2 | 25 | 24.35 | 608.751
Roof insulation | Insulation boards, 50mm thick | m2 | 25 | 44.6866 | 1117.1654
Roof insulation | Insulation boards, 75mm thick | m2 | 25 | 54.56 | 1363.9996
Roof insulation | Insulation boards, 100mm thick | m2 | 25 | 61.8304 | 1545.7594
Roof insulation | Insulation boards, 120mm thick | m2 | 25 | 68.5238 | 1713.0938
Roof insulation | Insulation boards, 140mm thick | m2 | 25 | 75.0761 | 1876.902
Tapered roof insulation, achieving 0.18W/m2K | PIR (Polyisocyanurate) boards, mechanically fastened | m2 | 20 | 87.1934 | 1743.8679
Tapered roof insulation, achieving 0.18W/m2K | Rockwool boards, bedded in hot bitumen | m2 | 20 | 147.4594 | 2949.1884
Tapered roof insulation, achieving 0.18W/m2K | Rockwool boards, mechanically fastened | m2 | 20 | 147.4594 | 2949.1884
Tapered roof insulation, achieving 0.18W/m2K | EPS (Expanded polystyrene) boards, bedded in hot bitumen | m2 | 20 | 79.4999 | 1589.9972
Tapered roof insulation, achieving 0.18W/m2K | EPS (Expanded polystyrene) boards, mechanically fastened | m2 | 20 | 79.4999 | 1589.9972
Fascias, (not exceeding 150mm wide) | Timber, painted | m | 25 | 37.1726 | 929.3149
Fascias, (150mm-300mm wide) | Timber, painted | m | 25 | 41.0194 | 1025.4841
Fascias, (over 300mm wide) | Timber, painted | m2 | 25 | 43.5839 | 1089.5969
Fascias, (not exceeding 150mm wide) | Upvc | m | 45 | 37.1726 | 1672.7668
Fascias, (150mm-300mm wide) | Upvc | m | 45 | 41.0194 | 1845.8714
Fascias, (over 300mm wide) | Upvc | m2 | 45 | 43.5839 | 1961.2744
Soffits, (not exceeding 150mm wide) | Timber, painted | m | 25 | 37.1726 | 929.3149
Soffits, (150mm-300mm wide) | Timber, painted | m | 25 | 41.0194 | 1025.4841
Soffits, (over 300mm wide) | Timber, painted | m2 | 25 | 43.5839 | 1089.5969
Soffits, (not exceeding 150mm wide) | Upvc | m | 45 | 37.1726 | 1672.7668
Soffits, (150mm-300mm wide) | Upvc | m | 45 | 41.0194 | 1845.8714
Soffits, (over 300mm wide) | Upvc | m2 | 45 | 43.5839 | 1961.2744
Verges, (not exceeding 150mm wide) | Timber, painted | m | 25 | 37.1726 | 929.3149
Verges, (150mm-300mm wide) | Timber, painted | m | 25 | 41.0194 | 1025.4841
Verges, (over 300mm wide) | Timber, painted | m2 | 25 | 43.5839 | 1089.5969
Verges, (not exceeding 150mm wide) | Upvc | m | 25 | 37.1726 | 929.3149
Verges, (150mm-300mm wide) | Upvc | m | 25 | 41.0194 | 1025.4841
Verges, (over 300mm wide) | Upvc | m2 | 25 | 43.5839 | 1089.5969
Barge boards, (not exceeding 150mm wide) | Timber, painted | m | 20 | 37.1726 | 743.4519
Barge boards, (150mm-300mm wide) | Timber, painted | m | 20 | 41.0194 | 820.3873
Barge boards, (over 300mm wide) | Timber, painted | m2 | 20 | 43.5839 | 871.6775
Barge boards, (not exceeding 150mm wide) | Upvc | m | 30 | 37.1726 | 1115.1779
Barge boards, (150mm-300mm wide) | Upvc | m | 30 | 41.0194 | 1230.5809
Barge boards, (over 300mm wide) | Upvc | m2 | 30 | 43.5839 | 1307.5163
Gutters, (not exceeding 112mm diameter) | Upvc | m | 50 | 28.1968 | 1409.8403
Gutters, (not exceeding 150mm diameter) | Upvc | m | 50 | 28.1968 | 1409.8403
Gutters, (not exceeding 113mm diameter) | Aluminium | m | 25 | 54.4959 | 1362.3968
Gutters, (not exceeding 125mm diameter) | Aluminium | m | 25 | 62.1894 | 1554.7352
Gutters, (not exceeding 125mm diameter) | Cast Iron | m | 15 | 140.0864 | 2101.2967
Rainwater pipes, (not exceeding 110mm diameter) | Upvc | m | 50 | 28.1968 | 1409.8403
Rainwater pipes, (not exceeding 102mm diameter) | Aluminium | m | 25 | 54.4959 | 1362.3968
Rainwater pipes, (not exceeding 150mm diameter) | Cast Iron | m | 15 | 140.0864 | 2101.2967
Chimney repair works | Re-pointing | m2 | 30 | 66.6773 | 2000.3191
Chimney repair works | Re-flaunching | nr | 30 | 455.2008 | 13656.0246
Chimney repair works | Replacement of clay chimney pots | nr | 30 | 147.4594 | 4423.7826
Demolition works | Chimneys, (not exceeding 1m high) | nr | 25 | 705.2407 | 17631.0177
Demolition works | Chimneys, (1m to 2m high) | nr | 25 | 1256.6107 | 31415.2679
Demolition works | Chimneys, (exceeding 2m high) | nr | 25 | 1731.0454 | 43276.1344
|  | Total: |  |  | 184062.1189

## Electric Renewals
Price Framework - Electric Renewals Basket Rates
Please note, all rewire costs are to include for testing/certification after completion of work
Description | Mini-Trunked | Chased | Quantity for evaluation purposes | Total
Rewire - PVC twin and earth in and including PVC mini trunking - 1 bed property | 3857.9488 | 4325.5234 | 20 | 163669.4427
Rewire - PVC twin and earth in and including PVC mini trunking - 2 bed property | 4041.3114 | 4508.8859 | 20 | 171003.946
Rewire - PVC twin and earth in and including PVC mini trunking - 3 bed property | 4224.6739 | 4692.2485 | 20 | 178338.4494
Rewire - PVC twin and earth in and including PVC mini trunking - 4 bed property | 4408.0365 | 4875.6111 | 15 | 139254.7146
Rewire - PVC twin and earth in and including PVC mini trunking - 5 bed property | 4591.3991 | 5058.9737 | 10 | 96503.7281
Rewire - Part pvc singles in existing conduit and part pvc twin and earth in ad including pvc mini trunking - 1 bed property | 3271.1885 | 3683.7543 | 20 | 139098.8564
Rewire - Part pvc singles in existing conduit and part pvc twin and earth in ad including pvc mini trunking - 2 bed property | 3454.5511 | 3867.1169 | 20 | 146433.3597
Rewire - Part pvc singles in existing conduit and part pvc twin and earth in ad including pvc mini trunking - 3 bed property | 3637.9137 | 4050.4795 | 20 | 153767.8631
Rewire - Part pvc singles in existing conduit and part pvc twin and earth in ad including pvc mini trunking - 4 bed property | 3821.2763 | 4233.8421 | 15 | 120826.7749
Rewire - Part pvc singles in existing conduit and part pvc twin and earth in ad including pvc mini trunking - 5 bed property | 4004.6388 | 4417.2047 | 10 | 84218.4349
Rewire - Installed in fabric of building protected with and including pvc conduit or in floor screed with and including high impact heavy gauge pvc conduits - 1 bed property | 4436.6411 | 4600.5672 | 20 | 180744.1665
Rewire - Installed in fabric of building protected with and including pvc conduit or in floor screed with and including high impact heavy gauge pvc conduits - 2 bed property | 4620.0037 | 4783.9298 | 20 | 188078.6699
Rewire - Installed in fabric of building protected with and including pvc conduit or in floor screed with and including high impact heavy gauge pvc conduits - 3 bed property | 4803.3663 | 4967.2924 | 20 | 195413.1732
Rewire - Installed in fabric of building protected with and including pvc conduit or in floor screed with and including high impact heavy gauge pvc conduits - 4 bed property | 4986.7288 | 5150.655 | 15 | 152060.7575
Rewire - Installed in fabric of building protected with and including pvc conduit or in floor screed with and including high impact heavy gauge pvc conduits - 5 bed property | 5170.0914 | 5334.0176 | 10 | 105041.09
Price Framework - Electric Renewals Additional Bespoke Rates
Description | Rate | Quantity for evaluation purposes |  | Total
Variation - 13amp single socket outlet, flush or surface mounted including box | 209.6834 | 10 |  | 2096.8345
Variation - 13amp double socket outlet, flush or surface mounted including box | 217.3847 | 10 |  | 2173.8468
Variation - upgrade to USB socket | 120.0191 | 20 |  | 2400.3829
Variation - 1 or 2 gang light switch, flush or surface mounted including box | 127.9204 | 10 |  | 1279.2041
Variation - Lighting pendant set with flex not exceeding 225mm long | 85.3136 | 10 |  | 853.1361
Variation - Batten holder | 79.6794 | 10 |  | 796.7938
Variation - Single fluorescent light fitting including tube and diffuser not exceeding 100 watt | 99.3492 | 10 |  | 993.4918
Variation - Double fluorescent light fitting including tube and diffuser not exceeding 2 nr 100 watt | 115.5684 | 10 |  | 1155.6844
Variation - Consumer control unit; 6 way split load fitted with MCBs | 1110.1771 | 10 |  | 11101.771
Variation - Consumer control unit; 9 way split load fitted with MCBs | 1197.7911 | 10 |  | 11977.9108
Variation - 13A fused spur outlets for kitchen appliances | 139.789 | 10 |  | 1397.8897
Variation - Earth and Cross Bonding | 265.2673 | 10 |  | 2652.6732
Variation - Smoke detectors | 254.9907 | 20 |  | 5099.8135
Variation - Heat detectors | 283.5952 | 20 |  | 5671.9048
Variation - Cooker Circuits | 297.1224 | 20 |  | 5942.448
Electrical Renewal Total |  |  |  | 2270047.2121

## EICRs
Price Framework - EICRs
Description | Rate | Quanity for evaluation purposes | Total for evaluation
Test domestic installation to occupied property complete following any repair or alteration works and provide BS 7671 test certificate to Client Representative. | 364.9249 | 20 | 7298.4976
Test domestic installation to occupied property complete, disconnect illegal wiring and components and report to CR (any repairs required to be ordered separately). | 364.9249 | 20 | 7298.4976
Test domestic installation to unoccupied property complete disconnect illegal wiring and components and report to CR (any repairs required to be ordered separately). | 364.9249 | 20 | 7298.4976
21895.4929

## Cyc Decs Archetypes
Price Framework - Archetypes
The Service Provider is required to insert the priced rate for each and every archetype for external decorations to street properties, all in accordance with the requirements of the Specificationand Price Guidance document. Please note that prices required for 'Houses/Bungalows' are to be 'Per Property'; prices required for 'Blocks' are to be 'Per Storey'.The rates entered are to include for all Site Overheads, including labour, materials, plant, Central Overheads and Profit, while taking all the site conditions into account and not included for elsewhere.
A - Detached House
Archetype No. | Archetype Description | 1 Bed Property |  | 2 Bed Property |  | 3 Bed Property |  | 4 Bed Property |  | 5 Bed Property |  | 6+ Bed Property |  | Total
|  | Qty | Price Per Property | Qty | Price Per Property | Qty | Price Per Property | Qty | Price Per Property | Qty | Price Per Property | Qty | Price Per Property
A1 | Wash down, repair windows and doors as required and decorate fully rendered and painted surfaces to the whole property. | 2 | 942.4434 | 10 | 1043.5575 | 20 | 2295.8278 | 10 | 2525.4157 | 5 | 2660.8383 | 2 | 2660.8383 | 102117.05
A2 | As Archetype A1, but excluding the painting and repair of windows and doors, but including the washing down of UPVC/aluminium surfaces. | 2 | 857.4629 | 10 | 931.4883 | 20 | 2049.2756 | 10 | 2254.2058 | 5 | 2420.9154 | 2 | 2420.9154 | 91503.79
A3 | Wash down, repair windows and doors as required and decorate fully rendered surfaces to 75% of the property and the remainding painted surfaces. | 2 | 812.5112 | 10 | 890.4562 | 20 | 1959.0048 | 10 | 2154.9079 | 5 | 2293.9813 | 2 | 2293.9813 | 87316.63
A4 | As Archetype A3, but excluding the painting and repair of windows and doors, but including the washing down of UPVC/aluminium surfaces. | 2 | 710.6703 | 10 | 778.387 | 20 | 1712.4527 | 10 | 1883.6979 | 5 | 2006.4478 | 2 | 2006.4478 | 76336.38
A5 | Wash down, repair windows and doors as required and decorate fully rendered surfaces to 50% of the property and the remainding painted surfaces. | 2 | 682.5373 | 10 | 737.3548 | 20 | 1622.1819 | 10 | 1784.4 | 5 | 1927.0413 | 2 | 1927.0413 | 72515.55
A6 | As Archetype A5, but excluding the painting and repair of windows and doors, but including the washing down of UPVC/aluminium surfaces. | 2 | 563.8846 | 10 | 625.2856 | 20 | 1375.6297 | 10 | 1513.1901 | 5 | 1592.0217 | 2 | 1592.0217 | 61169.27
A7 | Wash down, repair windows and doors as required and decorate fully rendered surfaces to 25% of the property and the remainding painted surfaces. | 2 | 552.6051 | 10 | 584.2535 | 20 | 1285.3589 | 10 | 1413.8922 | 5 | 1560.1981 | 2 | 1560.1981 | 57715.23
A8 | As Archetype A7, but excluding the painting and repair of windows and doors, but including the washing down of UPVC/aluminium surfaces. | 2 | 417.0919 | 10 | 472.1843 | 20 | 1038.8067 | 10 | 1142.6823 | 5 | 1177.5817 | 2 | 1177.5817 | 46002.04
A9 | No rendered surfaces. Wash down, repair windows and doors as required and decorate all painted surfaces to the property. | 2 | 382.5403 | 10 | 431.1521 | 20 | 948.5359 | 10 | 1043.3844 | 5 | 1080.0338 | 2 | 1080.0338 | 42041.4
A10 | As Archetype A9, but excluding the painting and repair of windows and doors, but including the washing down of UPVC/aluminium surfaces. | 2 | 230.1944 | 10 | 319.083 | 20 | 701.9838 | 10 | 772.1873 | 5 | 649.9175 | 2 | 649.9175 | 29962.2
A11 | Wash down and decorate as required Self-finish Render or External Wall Insulation, (requirement based on age and condition) | 2 | 544.9587 | 10 | 612.4054 | 20 | 1347.2918 | 10 | 1482.0185 | 5 | 1602.8198 | 2 | 1602.8198 | 60199.73
A12 | Steam clean as required, Self-finish Render or External Wall Insulation, (requirement based on age and condition) | 2 | 294.9188 | 10 | 361.3205 | 20 | 794.9089 | 10 | 874.3959 | 5 | 1000.1596 | 2 | 1000.1596 | 35846.3
A13 | Wash down and paint fully timber clad surfaces to 50% of the property and the remainding painted surfaces. | 2 | 708.4684 | 10 | 789.658 | 20 | 1737.2515 | 10 | 1910.9715 | 5 | 2000.2576 | 2 | 2000.2576 | 77170.08
A14 | Wash down and stain fully timber clad surfaces to 50% of the property and the remainding stained surfaces. | 2 | 655.1799 | 10 | 780.9836 | 20 | 1718.1587 | 10 | 1889.981 | 5 | 1849.7951 | 2 | 1849.7951 | 75331.75
A15 | Wash down all surfaces of the property and decorate doors only | 2 | 237.2173 | 10 | 253.6623 | 20 | 558.0634 | 10 | 613.8672 | 5 | 666.773 | 2 | 666.773 | 24978.41
B - Semi-Detached House
Archetype No. | Archetype Description | 1 Bed Property |  | 2 Bed Property |  | 3 Bed Property |  | 4 Bed Property |  | 5 Bed Property |  | 6+ Bed Property |  | Total
|  | Qty | Price Per Property | Qty | Price Per Property | Qty | Price Per Property | Qty | Price Per Property | Qty | Price Per Property | Qty | Price Per Property
B1 | Wash down, repair windows and doors as required and decorate fully rendered and painted surfaces to the whole property. | 2 | 772.1139 | 10 | 812.7514 | 20 | 1788.0545 | 10 | 1966.865 | 5 | 2163.5516 | 2 | 2163.5516 | 80246.34
B2 | As Archetype B1, but excluding the painting and repair of windows and doors, but including the washing down of UPVC/aluminium surfaces. | 2 | 665.6482 | 10 | 700.6823 | 20 | 1541.5023 | 10 | 1695.6551 | 5 | 1865.2206 | 2 | 1865.2206 | 69181.26
B3 | Wash down, repair windows and doors as required and decorate fully rendered surfaces to 75% of the property and the remainding painted surfaces. | 2 | 671.9825 | 10 | 707.35 | 20 | 1556.1713 | 10 | 1711.7859 | 5 | 1882.9645 | 2 | 1882.9645 | 69839.51
B4 | As Archetype B3, but excluding the painting and repair of windows and doors, but including the washing down of UPVC/aluminium surfaces. | 2 | 565.5168 | 10 | 595.2809 | 20 | 1309.6192 | 10 | 1440.576 | 5 | 1584.6336 | 2 | 1584.6336 | 58774.42
B5 | Wash down, repair windows and doors as required and decorate fully rendered surfaces to 50% of the property and the remainding painted surfaces. | 2 | 571.8512 | 10 | 601.9486 | 20 | 1324.2882 | 10 | 1456.7196 | 5 | 1602.3915 | 2 | 1602.3915 | 59432.89
B6 | As Archetype B5, but excluding the painting and repair of windows and doors, but including the washing down of UPVC/aluminium surfaces. | 2 | 465.3855 | 10 | 489.8794 | 20 | 1077.736 | 10 | 1185.5096 | 5 | 1304.0606 | 2 | 1304.0606 | 48367.8
B7 | Wash down, repair windows and doors as required and decorate fully rendered surfaces to 25% of the property and the remainding painted surfaces. | 2 | 471.7198 | 10 | 496.5472 | 20 | 1092.405 | 10 | 1201.6404 | 5 | 1321.8045 | 2 | 1321.8045 | 49026.04
B8 | As Archetype B7, but excluding the painting and repair of windows and doors, but including the washing down of UPVC/aluminium surfaces. | 2 | 365.2541 | 10 | 384.478 | 20 | 845.8529 | 10 | 930.4433 | 5 | 1023.4876 | 2 | 1023.4876 | 37961.2
B9 | No rendered surfaces. Wash down, repair windows and doors as required and decorate all painted surfaces to the property. | 2 | 371.5884 | 10 | 391.1457 | 20 | 860.5219 | 10 | 946.5741 | 5 | 1041.2315 | 2 | 1041.2315 | 38619.44
B10 | As Archetype B9, but excluding the painting and repair of windows and doors, but including the washing down of UPVC/aluminium surfaces. | 2 | 265.1227 | 10 | 279.0766 | 20 | 613.9697 | 10 | 675.3641 | 5 | 742.9006 | 2 | 742.9006 | 27554.35
B11 | Wash down and decorate as required Self-finish Render or External Wall Insulation, (requirement based on age and condition) | 2 | 400.5254 | 10 | 421.6057 | 20 | 927.5326 | 10 | 1020.291 | 5 | 1122.3201 | 2 | 1122.3201 | 41626.91
B12 | Steam clean as required, Self-finish Render or External Wall Insulation, (requirement based on age and condition) | 2 | 236.3076 | 10 | 248.7448 | 20 | 547.2411 | 10 | 601.9678 | 5 | 662.1646 | 2 | 662.1646 | 24559.72
B13 | Wash down and paint fully timber clad surfaces to 50% of the property and the remainding painted surfaces. | 2 | 601.9027 | 10 | 633.5818 | 20 | 1393.8762 | 10 | 1533.2702 | 5 | 1686.5973 | 2 | 1686.5973 | 62556.03
B14 | Wash down and stain fully timber clad surfaces to 50% of the property and the remainding stained surfaces. | 2 | 596.2262 | 10 | 627.6065 | 20 | 1380.7331 | 10 | 1518.8064 | 5 | 1670.687 | 2 | 1670.687 | 61966.05
B15 | Wash down all surfaces of the property and decorate doors only | 2 | 232.9394 | 10 | 245.1994 | 20 | 539.445 | 10 | 593.3895 | 5 | 652.7285 | 2 | 652.7285 | 24209.77
C - End of Terrace House
Archetype No. | Archetype Description | 1 Bed Property |  | 2 Bed Property |  | 3 Bed Property |  | 4 Bed Property |  | 5 Bed Property |  | 6+ Bed Property |  | Total
|  | Qty | Price Per Property | Qty | Price Per Property | Qty | Price Per Property | Qty | Price Per Property | Qty | Price Per Property | Qty | Price Per Property
C1 | Wash down, repair windows and doors as required and decorate fully rendered and painted surfaces to the whole property. | 2 | 731.4763 | 10 | 1625.5029 | 20 | 1788.0545 | 10 | 1966.865 | 5 | 1966.865 | 2 | 1966.865 | 86915.78
C2 | As Archetype C1, but excluding the painting and repair of windows and doors, but including the washing down of UPVC/aluminium surfaces. | 2 | 630.6141 | 10 | 1401.3646 | 20 | 1541.5023 | 10 | 1695.6551 | 5 | 1695.6551 | 2 | 1695.6551 | 74931.07
C3 | Wash down, repair windows and doors as required and decorate fully rendered surfaces to 75% of the property and the remainding painted surfaces. | 2 | 636.615 | 10 | 1414.7 | 20 | 1556.1713 | 10 | 1711.7859 | 5 | 1711.7859 | 2 | 1711.7859 | 75644.02
C4 | As Archetype C3, but excluding the painting and repair of windows and doors, but including the washing down of UPVC/aluminium surfaces. | 2 | 535.7528 | 10 | 1190.5617 | 20 | 1309.6192 | 10 | 1440.576 | 5 | 1440.576 | 2 | 1440.576 | 63659.3
C5 | Wash down, repair windows and doors as required and decorate fully rendered surfaces to 50% of the property and the remainding painted surfaces. | 2 | 541.7537 | 10 | 1203.8972 | 20 | 1324.2882 | 10 | 1456.7196 | 5 | 1456.7196 | 2 | 1456.7196 | 64372.48
C6 | As Archetype C5, but excluding the painting and repair of windows and doors, but including the washing down of UPVC/aluminium surfaces. | 2 | 440.8915 | 10 | 979.7589 | 20 | 1077.736 | 10 | 1185.5096 | 5 | 1185.5096 | 2 | 1185.5096 | 52387.76
C7 | Wash down, repair windows and doors as required and decorate fully rendered surfaces to 25% of the property and the remainding painted surfaces. | 2 | 446.8924 | 10 | 993.0943 | 20 | 1092.405 | 10 | 1201.6404 | 5 | 1201.6404 | 2 | 1201.6404 | 53100.7
C8 | As Archetype C7, but excluding the painting and repair of windows and doors, but including the washing down of UPVC/aluminium surfaces. | 2 | 346.0302 | 10 | 768.956 | 20 | 845.8529 | 10 | 930.4433 | 5 | 930.4433 | 2 | 930.4433 | 41116.22
C9 | No rendered surfaces. Wash down, repair windows and doors as required and decorate all painted surfaces to the property. | 2 | 352.0312 | 10 | 782.2915 | 20 | 860.5219 | 10 | 946.5741 | 5 | 946.5741 | 2 | 946.5741 | 41829.17
C10 | As Archetype C9, but excluding the painting and repair of windows and doors, but including the washing down of UPVC/aluminium surfaces. | 2 | 251.1689 | 10 | 558.1531 | 20 | 613.9697 | 10 | 675.3641 | 5 | 675.3641 | 2 | 675.3641 | 29844.45
C11 | Wash down and decorate as required Self-finish Render or External Wall Insulation, (requirement based on age and condition) | 2 | 379.4451 | 10 | 843.2114 | 20 | 927.5326 | 10 | 1020.291 | 5 | 1020.291 | 2 | 1020.291 | 45086.59
C12 | Steam clean as required, Self-finish Render or External Wall Insulation, (requirement based on age and condition) | 2 | 223.8703 | 10 | 497.4896 | 20 | 547.2411 | 10 | 601.9678 | 5 | 601.9678 | 2 | 601.9678 | 26600.92
C13 | Wash down and paint fully timber clad surfaces to 50% of the property and the remainding painted surfaces. | 2 | 570.2237 | 10 | 1267.1637 | 20 | 1393.8762 | 10 | 1533.2702 | 5 | 1533.2702 | 2 | 1533.2702 | 67755.2
C14 | Wash down and stain fully timber clad surfaces to 50% of the property and the remainding stained surfaces. | 2 | 564.8459 | 10 | 1255.2131 | 20 | 1380.7331 | 10 | 1518.8064 | 5 | 1518.8064 | 2 | 1518.8064 | 67116.18
C15 | Wash down all surfaces of the property and decorate doors only | 2 | 220.6794 | 10 | 490.3987 | 20 | 539.445 | 10 | 593.3895 | 5 | 593.3895 | 2 | 593.3895 | 26221.88
D - Mid-Terrace House
Archetype No. | Archetype Description | 1 Bed Property |  | 2 Bed Property |  | 3 Bed Property |  | 4 Bed Property |  | 5 Bed Property |  | 6+ Bed Property |  | Total
|  | Qty | Price Per Property | Qty | Price Per Property | Qty | Price Per Property | Qty | Price Per Property | Qty | Price Per Property | Qty | Price Per Property
D1 | Wash down, repair windows and doors as required and decorate fully rendered and painted surfaces to the whole property. | 2 | 1163.8908 | 10 | 1163.8908 | 20 | 1280.2812 | 10 | 1280.2812 | 5 | 1280.2812 | 2 | 1280.2812 | 61337.09
D2 | As Archetype D1, but excluding the painting and repair of windows and doors, but including the washing down of UPVC/aluminium surfaces. | 2 | 939.7525 | 10 | 939.7525 | 20 | 1033.729 | 10 | 1033.729 | 5 | 1033.729 | 2 | 1033.729 | 49525
D3 | Wash down, repair windows and doors as required and decorate fully rendered surfaces to 75% of the property and the remainding painted surfaces. | 2 | 1048.4878 | 10 | 1048.4878 | 20 | 1153.3378 | 10 | 1153.3378 | 5 | 1153.3378 | 2 | 1153.3378 | 55255.37
D4 | As Archetype D3, but excluding the painting and repair of windows and doors, but including the washing down of UPVC/aluminium surfaces. | 2 | 824.3495 | 10 | 824.3495 | 20 | 906.7857 | 10 | 906.7857 | 5 | 906.7857 | 2 | 906.7857 | 43443.26
D5 | Wash down, repair windows and doors as required and decorate fully rendered surfaces to 50% of the property and the remainding painted surfaces. | 2 | 933.0847 | 10 | 933.0847 | 20 | 1026.3945 | 10 | 1026.3945 | 5 | 1026.3945 | 2 | 1026.3945 | 49173.62
D6 | As Archetype D5, but excluding the painting and repair of windows and doors, but including the washing down of UPVC/aluminium surfaces. | 2 | 708.9464 | 10 | 708.9464 | 20 | 779.8424 | 10 | 779.8424 | 5 | 779.8424 | 2 | 779.8424 | 37361.51
D7 | Wash down, repair windows and doors as required and decorate fully rendered surfaces to 25% of the property and the remainding painted surfaces. | 2 | 817.6817 | 10 | 817.6817 | 20 | 899.4512 | 10 | 899.4512 | 5 | 899.4512 | 2 | 899.4512 | 43091.87
D8 | As Archetype D7, but excluding the painting and repair of windows and doors, but including the washing down of UPVC/aluminium surfaces. | 2 | 593.5434 | 10 | 593.5434 | 20 | 652.899 | 10 | 652.899 | 5 | 652.899 | 2 | 652.899 | 31279.79
D9 | No rendered surfaces. Wash down, repair windows and doors as required and decorate all painted surfaces to the property. | 2 | 702.2787 | 10 | 702.2787 | 20 | 772.5078 | 10 | 772.5078 | 5 | 772.5078 | 2 | 772.5078 | 37010.15
D10 | As Archetype D9, but excluding the painting and repair of windows and doors, but including the washing down of UPVC/aluminium surfaces. | 2 | 478.1404 | 10 | 478.1404 | 20 | 525.9557 | 10 | 525.9557 | 5 | 525.9557 | 2 | 525.9557 | 25198.04
D11 | Wash down and decorate as required Self-finish Render or External Wall Insulation, (requirement based on age and condition) | 2 | 461.6121 | 10 | 461.6121 | 20 | 507.7733 | 10 | 507.7733 | 5 | 507.7733 | 2 | 507.7733 | 24326.96
D12 | Steam clean as required, Self-finish Render or External Wall Insulation, (requirement based on age and condition) | 2 | 272.3511 | 10 | 272.3511 | 20 | 299.5863 | 10 | 299.5863 | 5 | 299.5863 | 2 | 299.5863 | 14352.9
D13 | Wash down and paint fully timber clad surfaces to 50% of the property and the remainding painted surfaces. | 2 | 955.0113 | 10 | 955.0113 | 20 | 1050.5137 | 10 | 1050.5137 | 5 | 1050.5137 | 2 | 1050.5137 | 50329.14
D14 | Wash down and stain fully timber clad surfaces to 50% of the property and the remainding stained surfaces. | 2 | 948.4718 | 10 | 948.4718 | 20 | 1043.3203 | 10 | 1043.3203 | 5 | 1043.3203 | 2 | 1043.3203 | 49984.51
D15 | Wash down all surfaces of the property and decorate doors only | 2 | 473.473 | 10 | 473.473 | 20 | 520.8267 | 10 | 520.8267 | 5 | 520.8267 | 2 | 520.8267 | 24952.26
E - Bungalow
Archetype No. | Archetype Description | 1 Bed Property |  | 2 Bed Property |  | 3 Bed Property |  | 4 Bed Property |  | 5 Bed Property |  | 6+ Bed Property |  | Total
|  | Qty | Price Per Property | Qty | Price Per Property | Qty | Price Per Property | Qty | Price Per Property | Qty | Price Per Property | Qty | Price Per Property
E1 | Wash down, repair windows and doors as required and decorate fully rendered and painted surfaces to the whole property. | 2 | 1580.9317 | 2 | 1580.9317 | 2 | 1739.021 | 2 | 1739.021 | 2 | 1739.021 | 1 | 1739.021 | 18496.86
E2 | As Archetype E1, but excluding the painting and repair of windows and doors, but including the washing down of UPVC/aluminium surfaces. | 2 | 1356.7934 | 2 | 1356.7934 | 2 | 1492.4689 | 2 | 1492.4689 | 2 | 1492.4689 | 1 | 1492.4689 | 15874.47
E3 | Reference item not used for this Archetype.
E4 | Reference item not used for this Archetype.
E5 | Wash down, repair windows and doors as required and decorate fully rendered surfaces to 50% of the property and the remainding painted surfaces. | 2 | 1237.8 | 2 | 1237.8 | 2 | 1361.5762 | 2 | 1361.5762 | 2 | 1361.5762 | 1 | 1361.5762 | 14482.23
E6 | As Archetype E5, but excluding the painting and repair of windows and doors, but including the washing down of UPVC/aluminium surfaces. | 2 | 1013.6617 | 2 | 1013.6617 | 2 | 1115.024 | 2 | 1115.024 | 2 | 1115.024 | 1 | 1115.024 | 11859.81
E7 | Reference item not used for this Archetype.
E8 | Reference item not used for this Archetype.
E9 | No rendered surfaces. Wash down, repair windows and doors as required and decorate all painted surfaces to the property. | 2 | 894.6684 | 2 | 894.6684 | 2 | 984.1314 | 2 | 984.1314 | 2 | 984.1314 | 1 | 984.1314 | 10467.59
E10 | As Archetype E9, but excluding the painting and repair of windows and doors, but including the washing down of UPVC/aluminium surfaces. | 2 | 670.53 | 2 | 670.53 | 2 | 737.5792 | 2 | 737.5792 | 2 | 737.5792 | 1 | 737.5792 | 7845.18
E11 | Wash down and decorate as required Self-finish Render or External Wall Insulation, (requirement based on age and condition) | 2 | 686.2633 | 2 | 686.2633 | 2 | 754.8897 | 2 | 754.8897 | 2 | 754.8897 | 1 | 754.8897 | 8029.29
E12 | Steam clean as required, Self-finish Render or External Wall Insulation, (requirement based on age and condition) | 2 | 404.8979 | 2 | 404.8979 | 2 | 445.3916 | 2 | 445.3916 | 2 | 445.3916 | 1 | 445.3916 | 4737.33
E13 | Reference item not used for this Archetype.
E14 | Reference item not used for this Archetype.
E13 | Wash down all surfaces of the property and decorate doors only | 2 | 554.8193 | 2 | 554.8193 | 2 | 610.3025 | 2 | 610.3025 | 2 | 610.3025 | 1 | 610.3025 | 6491.38
F - Blocks
Archetype No. | Archetype Description | Up to 2 Flats Per Storey |  | 3-4 Flats Per Storey |  | 5-6 Flats Per Storey |  | 7-8 Flats Per Storey |  | 9-10 Flats Per Storey |  | 11-12 Flats Per Storey |  | Total
|  | Qty | Price Per Storey | Qty | Price Per Storey | Qty | Price Per Storey | Qty | Price Per Storey | Qty | Price Per Storey | Qty | Price Per Storey
F1 | Wash down, repair windows and doors as required and decorate fully rendered and painted surfaces to the whole property. | 2 | 1397.4627 | 3 | 1816.7001 | 5 | 2361.7101 | 3 | 2952.1376 | 2 | 3542.5651 | 1 | 4251.0782 | 40246.2
F2 | As Archetype F1, but excluding the painting and repair of windows and doors, but including the washing down of UPVC/aluminium surfaces. | 2 | 1240.3491 | 3 | 1612.4483 | 5 | 2096.187 | 3 | 2620.2372 | 2 | 3144.2875 | 1 | 3773.1506 | 35721.4
F3 | Wash down, repair windows and doors as required and decorate fully rendered surfaces to 75% of the property and the remainding painted surfaces. | 2 | 1250.8008 | 3 | 1626.0453 | 5 | 2113.8603 | 3 | 2642.3254 | 2 | 3170.7904 | 1 | 3804.9429 | 36022.54
F4 | As Archetype F3, but excluding the painting and repair of windows and doors, but including the washing down of UPVC/aluminium surfaces. | 2 | 1050.4983 | 3 | 1365.6422 | 5 | 1775.3306 | 3 | 2219.1668 | 2 | 2663.003 | 1 | 3195.6008 | 30253.69
F5 | Wash down, repair windows and doors as required and decorate fully rendered surfaces to 50% of the property and the remainding painted surfaces. | 2 | 1104.1531 | 3 | 1435.4046 | 5 | 1866.0246 | 3 | 2332.5272 | 2 | 2799.0298 | 1 | 3358.8358 | 31799.12
F6 | As Archetype F5, but excluding the painting and repair of windows and doors, but including the washing down of UPVC/aluminium surfaces. | 2 | 860.6476 | 3 | 1118.8362 | 5 | 1454.4884 | 3 | 1818.1105 | 2 | 2181.7327 | 1 | 2618.0792 | 24786.13
F7 | Wash down, repair windows and doors as required and decorate fully rendered surfaces to 25% of the property and the remainding painted surfaces. | 2 | 957.4912 | 3 | 1244.7357 | 5 | 1618.1607 | 3 | 2022.7009 | 2 | 2427.2411 | 1 | 2912.6864 | 27575.26
F8 | As Archetype F7, but excluding the painting and repair of windows and doors, but including the washing down of UPVC/aluminium surfaces. | 2 | 670.7968 | 3 | 872.0301 | 5 | 1133.6462 | 3 | 1417.0543 | 2 | 1700.4623 | 1 | 2040.5576 | 19318.55
F9 | No rendered surfaces. Wash down, repair windows and doors as required and decorate all painted surfaces to the property. | 2 | 707.3705 | 3 | 919.5775 | 5 | 1195.4535 | 3 | 1494.3204 | 2 | 1793.1873 | 1 | 2151.8304 | 20371.9
F10 | As Archetype F9, but excluding the painting and repair of windows and doors, but including the washing down of UPVC/aluminium surfaces. | 2 | 377.4871 | 3 | 490.7347 | 5 | 637.9607 | 3 | 797.458 | 2 | 956.9552 | 1 | 1148.3434 | 10871.59
F11 | Wash down and decorate as required Self-finish Render or External Wall Insulation, (requirement based on age and condition) | 2 | 1328.9556 | 3 | 1727.6423 | 5 | 2245.9378 | 3 | 2807.4222 | 2 | 3368.9067 | 1 | 4042.6936 | 38273.3
F12 | Steam clean as required, Self-finish Render or External Wall Insulation, (requirement based on age and condition) | 2 | 677.0311 | 3 | 880.1404 | 5 | 1144.1825 | 3 | 1430.2282 | 2 | 1716.2738 | 1 | 2059.5285 | 19498.15
F13 | Reference item not used for this Archetype.
F14 | Reference item not used for this Archetype.
F15 | Wash down all surfaces of the property and decorate door only | 2 | 241.277 | 3 | 313.6629 | 5 | 407.7561 | 3 | 509.6916 | 2 | 611.6271 | 1 | 733.9581 | 6948.6
[13 empty] | Total: | 3547301.3

## Decs Bespoke SoR
Price Framework - Decorations Bespoke Schedule of Rates
The Tenderer is required to insert the priced rate for each and every item in this Bespoke Schedule of Rates for Decorations. These rates will only be used to price specific items, where the block or property is not being decorated in accordance with the Archetype rates included in this document. For the avoidance of doubt Tenderers should be aware that it is not the intention to use the SoR for decoration works as it is anticipated that the fully inclusive lump sum cost for each Archetype will encompass most, if not all, eventualities.
Ref | External /internal | Decorative Elements | Material | Finish | Additional Information / Description | UoM | Rate | Multiplier | Total
B001 | External | Architectural Feature | Concrete | Paint |  | m | 3.0902 | 1 | 3.0902
B002 | External | Architectural Feature | Timber | Paint |  | m | 3.1287 | 1 | 3.1287
B003 | External | Architectural Feature | Timber | Stain/Varnish |  | m | 3.1928 | 1 | 3.1928
B004 | External | Balcony Supports | Metal | Paint |  | m | 3.4877 | 1 | 3.4877
B005 | External | Balustrades - Balcony | Masonry / Render | Paint |  | m | 10.2965 | 1 | 10.2965
B006 | External | Balustrades - Balcony | Metal (Railing) | Paint |  | m | 12.5661 | 1 | 12.5661
B007 | External | Balustrades - Balcony | Metal / Glazed infill | Paint |  | m | 10.117 | 1 | 10.117
B008 | External | Balustrades - Balcony | Metal / Panel infill | Paint |  | m | 11.6301 | 1 | 11.6301
B009 | External | Balustrades - Balcony | Metal / Timber | Paint |  | m | 10.4504 | 1 | 10.4504
B010 | External | Balustrades - Balcony | Metal / Timber | Stain/Varnish |  | m | 10.6555 | 1 | 10.6555
B011 | External | Balustrades - Balcony | Other | Paint |  | m | 12.5661 | 1 | 12.5661
B012 | External | Balustrades - Balcony | Timber | Paint |  | m | 10.4504 | 1 | 10.4504
B013 | External | Balustrades - Balcony | Timber | Stain/Varnish |  | m | 10.6555 | 1 | 10.6555
B014 | External | Balustrades - Walkways | Masonry/render | Paint |  | m | 10.2965 | 1 | 10.2965
B015 | External | Balustrades - Walkways | Metal (Railing) | Paint |  | m | 12.5661 | 1 | 12.5661
B016 | External | Balustrades - Walkways | Metal / Glazed infill | Paint |  | m | 10.117 | 1 | 10.117
B017 | External | Balustrades - Walkways | Metal / Panel infill | Paint |  | m | 11.6301 | 1 | 11.6301
B018 | External | Balustrades - Walkways | Metal / Timber | Paint |  | m | 10.4504 | 1 | 10.4504
B019 | External | Balustrades - Walkways | Metal / Timber | Stain/Varnish |  | m | 10.6555 | 1 | 10.6555
B020 | External | Balustrades - Walkways | Other | Paint |  | m | 12.5661 | 1 | 12.5661
B021 | External | Balustrades - Walkways | Timber | Paint |  | m | 10.4504 | 1 | 10.4504
B022 | External | Balustrades - Walkways | Timber | Stain/Varnish |  | m | 10.6555 | 1 | 10.6555
B023 | External | Bay Window - Fascia | Timber | Paint |  | m2 | 12.72 | 1 | 12.72
B024 | External | Bay Window - Fascia | Timber | Stain/Varnish |  | m2 | 12.9251 | 1 | 12.9251
B025 | External | Bay Window - Side Panels | Timber | Paint |  | m2 | 12.72 | 1 | 12.72
B026 | External | Bay Window - Side Panels | Timber | Stain/Varnish |  | m2 | 12.9251 | 1 | 12.9251
B027 | External | Bike Shed Internal Roof Structure | Timber | Paint |  | m | 3.1287 | 1 | 3.1287
B028 | External | Bike Shed Internal Roof Structure | Timber | Stain/Varnish |  | m | 3.1928 | 1 | 3.1928
B029 | External | Bin Chute - Hoppers | Present | Paint | To be read as decoration required to door and frame of bin chute | nr. | 36.5443 | 1 | 36.5443
B030 | External | Bin Chute - Present | Present | Paint |  | per storey | 61.7791 | 1 | 61.7791
B031 | External | Bin Store Frame and Roof Structure | Timber | Paint |  | m | 3.1287 | 1 | 3.1287
B032 | External | Bin Store Frame and Roof Structure | Timber | Stain/Varnish |  | m | 3.1928 | 1 | 3.1928
B033 | External | Bollards | Metal | Paint |  | nr. | 11.6301 | 1 | 11.6301
B034 | External | Bollards | Timber | Paint |  | nr. | 10.4504 | 1 | 10.4504
B035 | External | Bollards | Timber | Stain/Varnish |  | nr. | 10.6555 | 1 | 10.6555
B036 | External | Boxing and Soffit | Timber | Paint |  | m | 3.8211 | 1 | 3.8211
B037 | External | Boxing and Soffit | Timber | Stain/Varnish |  | m | 3.8724 | 1 | 3.8724
B038 | External | Ceiling / Soffit | Concrete/Render | Paint |  | m2 | 10.2965 | 1 | 10.2965
B039 | External | Ceiling / Soffit | Insulation Board | Paint |  | m2 | 10.2965 | 1 | 10.2965
B040 | External | Ceiling / Soffit | Insulation Material | Paint |  | m2 | 10.2965 | 1 | 10.2965
B041 | External | Ceiling / Soffit | Metal | Paint |  | m2 | 11.6301 | 1 | 11.6301
B042 | External | Ceiling / Soffit | Plaster | Paint |  | m2 | 10.2965 | 1 | 10.2965
B043 | External | Ceiling / Soffit | Suspended Tile | Paint |  | m2 | 10.2965 | 1 | 10.2965
B044 | External | Ceiling / Soffit | Textured Coating | Paint |  | m2 | 10.2965 | 1 | 10.2965
B045 | External | Ceiling / Soffit | Timber | Paint |  | m2 | 10.4504 | 1 | 10.4504
B046 | External | Ceiling / Soffit | Timber | Stain/Varnish |  | m2 | 10.6555 | 1 | 10.6555
B047 | External | Chimneys / Flues | Block | Paint |  | m2 | 23.9269 | 1 | 23.9269
B048 | External | Chimneys / Flues | Brick | Paint |  | m2 | 23.9269 | 1 | 23.9269
B049 | External | Chimneys / Flues | Render | Paint |  | m2 | 16.3488 | 1 | 16.3488
B050 | External | Communal Door Surround | Concrete | Paint |  | m | 3.0902 | 1 | 3.0902
B051 | External | Communal Door Surround | Timber | Paint |  | m | 3.1287 | 1 | 3.1287
B052 | External | Communal Door Surround | Timber | Stain/Varnish |  | m | 3.1928 | 1 | 3.1928
B053 | External | Copings | Brick/Stone | Paint |  | m | 5.6547 | 1 | 5.6547
B054 | External | Copings | Concrete/Render | Paint |  | m | 5.6547 | 1 | 5.6547
B055 | External | Copings | Metal | Paint |  | m | 5.2316 | 1 | 5.2316
B056 | External | Copings | Timber | Paint |  | m | 4.7059 | 1 | 4.7059
B057 | External | Copings | Timber | Stain/Varnish |  | m | 4.7956 | 1 | 4.7956
B058 | External | Dado Rail | Timber | Paint |  | m | 3.1287 | 1 | 3.1287
B059 | External | Dado Rail | Timber | Stain/Varnish |  | m | 3.1928 | 1 | 3.1928
B060 | External | Doors - Dwelling Front Door (external) | Steel - Security | Paint | Allow for decs to external face only and the frame, where applicable. | per leaf | 45.238 | 1 | 45.238
B061 | External | Doors - Dwelling Front Door (external) | Timber - Heavy Duty | Paint | Allow for decs to external face only and the frame, where applicable. | per leaf | 41.0835 | 1 | 41.0835
B062 | External | Doors - Dwelling Front Door (external) | Timber - Heavy Duty | Stain/Varnish | Allow for decs to external face only and the frame, where applicable. | per leaf | 41.8144 | 1 | 41.8144
B063 | External | Doors - Dwelling Front Door (external) | Timber - Light Duty | Paint | Allow for decs to external face only and the frame, where applicable. | per leaf | 41.0835 | 1 | 41.0835
B064 | External | Doors - Dwelling Front Door (external) | Timber - Light Duty | Stain/Varnish | Allow for decs to external face only and the frame, where applicable. | per leaf | 41.8144 | 1 | 41.8144
B065 | External | Doors - Dwelling Front Door (external) | Other | Paint | Allow for decs to external face only and the frame, where applicable. | per leaf | 41.0835 | 1 | 41.0835
B066 | External | Doors - Dwelling Front Door Winglight (external) | Steel - Security | Paint | Allow for decs to external face only and the frame, where applicable. | nr. | 21.2213 | 1 | 21.2213
B067 | External | Doors - Dwelling Front Door Winglight (external) | Timber - Heavy Duty | Paint | Allow for decs to external face only and the frame, where applicable. | nr. | 19.798 | 1 | 19.798
B068 | External | Doors - Dwelling Front Door Winglight (external) | Timber - Heavy Duty | Stain/Varnish | Allow for decs to external face only and the frame, where applicable. | nr. | 20.0545 | 1 | 20.0545
B069 | External | Doors - Dwelling Front Door Winglight (external) | Timber - Light Duty | Paint | Allow for decs to external face only and the frame, where applicable. | nr. | 19.798 | 1 | 19.798
B070 | External | Doors - Dwelling Front Door Winglight (external) | Timber - Light Duty | Stain/Varnish | Allow for decs to external face only and the frame, where applicable. | nr. | 20.0545 | 1 | 20.0545
B071 | External | Doors - Dwelling Front Door Winglight (external) | Other | Paint | Allow for decs to external face only and the frame, where applicable. | nr. | 19.798 | 1 | 19.798
B072 | External | Doors - Dwelling Rear Door Winglight (external) | Steel - Security | Paint | Allow for decs to external face only and the frame, where applicable. | nr. | 21.2213 | 1 | 21.2213
B073 | External | Doors - Dwelling Rear Door Winglight (external) | Timber - Heavy Duty | Paint | Allow for decs to external face only and the frame, where applicable. | nr. | 19.798 | 1 | 19.798
B074 | External | Doors - Dwelling Rear Door Winglight (external) | Timber - Heavy Duty | Stain/Varnish | Allow for decs to external face only and the frame, where applicable. | nr. | 20.0545 | 1 | 20.0545
B075 | External | Doors - Dwelling Rear Door Winglight (external) | Timber - Light Duty | Paint | Allow for decs to external face only and the frame, where applicable. | nr. | 19.798 | 1 | 19.798
B076 | External | Doors - Dwelling Rear Door Winglight (external) | Timber - Light Duty | Stain/Varnish | Allow for decs to external face only and the frame, where applicable. | nr. | 20.0545 | 1 | 20.0545
B077 | External | Doors - Dwelling Rear Door Winglight (external) | Other | Paint | Allow for decs to external face only and the frame, where applicable. | nr. | 19.798 | 1 | 19.798
B078 | External | Doors - Dwelling Rear/Balcony | Steel - Security | Paint | Allow for decs to external face only and the frame, where applicable. | per leaf | 45.238 | 1 | 45.238
B079 | External | Doors - Dwelling Rear/Balcony | Timber - Heavy Duty | Paint | Allow for decs to external face only and the frame, where applicable. | per leaf | 41.0835 | 1 | 41.0835
B080 | External | Doors - Dwelling Rear/Balcony | Timber - Heavy Duty | Stain/Varnish | Allow for decs to external face only and the frame, where applicable. | per leaf | 41.8144 | 1 | 41.8144
B081 | External | Doors - Dwelling Rear/Balcony | Timber - Light Duty | Paint | Allow for decs to external face only and the frame, where applicable. | per leaf | 41.0835 | 1 | 41.0835
B082 | External | Doors - Dwelling Rear/Balcony | Timber - Light Duty | Stain/Varnish | Allow for decs to external face only and the frame, where applicable. | per leaf | 41.8144 | 1 | 41.8144
B083 | External | Doors - Dwelling Rear/Balcony | Other | Paint | Allow for decs to external face only and the frame, where applicable. | per leaf | 41.0835 | 1 | 41.0835
B084 | External | Doors - Main Communal Entrance Door Screen | Steel/Crittal Framed | Paint | Allow for decs both internally and externally including the frame, where applicable. | m2 | 40.3013 | 1 | 40.3013
B085 | External | Doors - Main Communal Entrance Door Screen | Timber - Casement | Paint | Allow for decs both internally and externally including the frame, where applicable. | m2 | 37.0444 | 1 | 37.0444
B086 | External | Doors - Main Communal Entrance Door Screen | Timber - Casement | Stain/Varnish | Allow for decs both internally and externally including the frame, where applicable. | m2 | 37.6214 | 1 | 37.6214
B087 | External | Doors - Main Communal Entrance Door Screen | Other Framed | Paint | Allow for decs both internally and externally including the frame, where applicable. | m2 | 37.0444 | 1 | 37.0444
B088 | External | Doors - Main Communal Entrance Doors | Steel - Security | Paint | Allow for decs both internally and externally including the frame, where applicable. | per leaf | 90.476 | 1 | 90.476
B089 | External | Doors - Main Communal Entrance Doors | Timber - Heavy Duty | Paint | Allow for decs both internally and externally including the frame, where applicable. | per leaf | 82.167 | 1 | 82.167
B090 | External | Doors - Main Communal Entrance Doors | Timber - Heavy Duty | Stain/Varnish | Allow for decs both internally and externally including the frame, where applicable. | per leaf | 83.6287 | 1 | 83.6287
B091 | External | Doors - Main Communal Entrance Doors | Timber - Light Duty | Paint | Allow for decs both internally and externally including the frame, where applicable. | per leaf | 82.167 | 1 | 82.167
B092 | External | Doors - Main Communal Entrance Doors | Timber - Light Duty | Stain/Varnish | Allow for decs both internally and externally including the frame, where applicable. | per leaf | 83.6287 | 1 | 83.6287
B093 | External | Doors - Main Communal Entrance Doors | Other | Paint | Allow for decs both internally and externally including the frame, where applicable. | per leaf | 82.167 | 1 | 82.167
B094 | External | Doors - Other Communal Doors | Timber - Fully Glazed | Paint | Allow for decs both internally and externally including the frame, where applicable. | per leaf | 97.2976 | 1 | 97.2976
B095 | External | Doors - Other Communal Doors | Timber - Fully Glazed | Stain/Varnish | Allow for decs both internally and externally including the frame, where applicable. | per leaf | 98.7593 | 1 | 98.7593
B096 | External | Doors - Other Communal Doors | Timber - Part Glazed | Paint | Allow for decs both internally and externally including the frame, where applicable. | per leaf | 82.167 | 1 | 82.167
B097 | External | Doors - Other Communal Doors | Timber - Part Glazed | Stain/Varnish | Allow for decs both internally and externally including the frame, where applicable. | per leaf | 83.6287 | 1 | 83.6287
B098 | External | Doors - Other Communal Doors | Timber - Solid | Paint | Allow for decs both internally and externally including the frame, where applicable. | per leaf | 82.167 | 1 | 82.167
B099 | External | Doors - Other Communal Doors | Timber - Solid | Stain/Varnish | Allow for decs both internally and externally including the frame, where applicable. | per leaf | 83.6287 | 1 | 83.6287
B100 | External | Dormer Surrounds | Timber | Paint |  | m2 | 12.72 | 1 | 12.72
B101 | External | Dormer Surrounds | Timber | Stain/Varnish |  | m2 | 12.9251 | 1 | 12.9251
B102 | External | Entrance Canopy - Gable | Timber | Paint |  | m2 | 12.72 | 1 | 12.72
B103 | External | Entrance Canopy - Gable | Timber | Stain/Varnish |  | m2 | 12.9251 | 1 | 12.9251
B104 | External | Entrance Canopy - Panelling | Timber | Paint |  | m2 | 12.72 | 1 | 12.72
B105 | External | Entrance Canopy - Panelling | Timber | Stain/Varnish |  | m2 | 12.9251 | 1 | 12.9251
B106 | External | Entrance Canopy - Soffits | Timber | Paint |  | m | 3.8211 | 1 | 3.8211
B107 | External | Entrance Canopy - Soffits | Timber | Stain/Varnish |  | m | 3.8724 | 1 | 3.8724
B108 | External | Entrance Canopy - Support/Brackets | Concrete | Paint |  | m | 3.0902 | 1 | 3.0902
B109 | External | Entrance Canopy - Support/Brackets | Metal | Paint |  | m | 3.4877 | 1 | 3.4877
B110 | External | Entrance Canopy - Support/Brackets | Timber | Paint |  | m | 3.0902 | 1 | 3.0902
B111 | External | Entrance Canopy - Support/Brackets | Timber | Stain/Varnish |  | m | 3.0902 | 1 | 3.0902
B112 | External | Entrance Canopy (Top Surface) | Concrete | Paint |  | m2 | 10.2965 | 1 | 10.2965
B113 | External | Entrance Canopy (Top Surface) | Metal | Paint |  | m2 | 11.6301 | 1 | 11.6301
B114 | External | Entrance Canopy (Top Surface) | Other | Paint |  | m2 | 10.4504 | 1 | 10.4504
B115 | External | Entrance Canopy (Top Surface) | Timber | Paint |  | m2 | 10.4504 | 1 | 10.4504
B116 | External | Entrance Canopy (Top Surface) | Timber | Stain/Varnish |  | m2 | 10.6555 | 1 | 10.6555
B117 | External | Entrance Canopy (Underside/edge) | Asbestos Cement | Paint |  | m2 | 10.2965 | 1 | 10.2965
B118 | External | Entrance Canopy (Underside/edge) | Concrete/Render | Paint |  | m2 | 10.2965 | 1 | 10.2965
B119 | External | Entrance Canopy (Underside/edge) | Metal | Paint |  | m2 | 11.6301 | 1 | 11.6301
B120 | External | Entrance Canopy (Underside/edge) | Other | Paint |  | m2 | 10.4504 | 1 | 10.4504
B121 | External | Entrance Canopy (Underside/edge) | Timber | Paint |  | m2 | 10.4504 | 1 | 10.4504
B122 | External | Entrance Canopy (Underside/edge) | Timber | Stain/Varnish |  | m2 | 10.6555 | 1 | 10.6555
B123 | External | Entrance Railing | Metal | Paint |  | m2 | 12.5661 | 1 | 12.5661
B124 | External | Entrance Railing | Timber | Paint |  | m2 | 12.72 | 1 | 12.72
B125 | External | Entrance Railing | Timber | Stain/Varnish |  | m2 | 12.9251 | 1 | 12.9251
B126 | External | Entrance Steps / Ramps | Brick | Paint |  | m2 | 11.3223 | 1 | 11.3223
B127 | External | Entrance Steps / Ramps | Concrete | Paint |  | m2 | 10.2965 | 1 | 10.2965
B128 | External | Entrance Steps / Ramps | Metal | Paint |  | m2 | 11.6301 | 1 | 11.6301
B129 | External | Entrance Steps / Ramps | Tiled | Paint |  | m2 | 10.2965 | 1 | 10.2965
B130 | External | Entrance Steps / Ramps | Timber | Paint |  | m2 | 10.4504 | 1 | 10.4504
B131 | External | Entrance Steps / Ramps | Timber | Stain/Varnish |  | m2 | 10.6555 | 1 | 10.6555
B132 | External | Ext Wall Finish | Block | Paint |  | m2 | 11.3223 | 1 | 11.3223
B133 | External | Ext Wall Finish | Brick | Paint |  | m2 | 11.3223 | 1 | 11.3223
B134 | External | Ext Wall Finish | Cladding - Asbestos/Cement | Paint |  | m2 | 13.3868 | 1 | 13.3868
B135 | External | Ext Wall Finish | Cladding - Metal | Paint |  | m2 | 12.5661 | 1 | 12.5661
B136 | External | Ext Wall Finish | Cladding - Other | Paint |  | m2 | 10.4504 | 1 | 10.4504
B137 | External | Ext Wall Finish | Cladding - Other | Stain/Varnish |  | m2 | 10.6555 | 1 | 10.6555
B138 | External | Ext Wall Finish | Cladding - Tile/Slate | Paint |  | m2 | 11.3223 | 1 | 11.3223
B139 | External | Ext Wall Finish | Cladding - Timber | Paint |  | m2 | 10.4504 | 1 | 10.4504
B140 | External | Ext Wall Finish | Cladding - Timber | Stain/Varnish |  | m2 | 10.6555 | 1 | 10.6555
B141 | External | Ext Wall Finish | Concrete | Paint |  | m2 | 10.2965 | 1 | 10.2965
B142 | External | Ext Wall Finish | Render | Paint |  | m2 | 10.2965 | 1 | 10.2965
B143 | External | Exterior Store Roof | Concrete | Paint |  | m2 | 10.2965 | 1 | 10.2965
B144 | External | Exterior Store Walls | Timber | Paint |  | m2 | 10.4504 | 1 | 10.4504
B145 | External | Exterior Store Walls | Timber | Stain/Varnish |  | m2 | 10.6555 | 1 | 10.6555
B146 | External | Exterior Store Walls | Timber | Preservative |  | m2 | 10.6555 | 1 | 10.6555
B147 | External | Fencing - Panel <1.2 High | Timber | Paint |  | m | 12.5405 | 1 | 12.5405
B148 | External | Fencing - Panel <1.2 High | Timber | Preservative |  | m | 11.2967 | 1 | 11.2967
B149 | External | Fencing where attached to block | Knee Rail | Paint |  | m | 4.1802 | 1 | 4.1802
B150 | External | Fencing where attached to block | Knee Rail | Preservative |  | m | 3.7698 | 1 | 3.7698
B151 | External | Fencing where attached to block | Timber Panel (<1.2m high) | Paint |  | m | 12.5405 | 1 | 12.5405
B152 | External | Fencing where attached to block | Timber Panel (<1.2m high) | Preservative |  | m | 11.2967 | 1 | 11.2967
B153 | External | Fencing where attached to block | Timber Panel (>1.2m high) | Paint |  | m | 18.8107 | 1 | 18.8107
B154 | External | Fencing where attached to block | Timber Panel (>1.2m high) | Preservative |  | m | 16.9386 | 1 | 16.9386
B155 | External | Fire Exit Staircase | Metal | Paint |  | per flight | 502.6443 | 1 | 502.6443
B156 | External | Flat Entrance Step | Block | Paint |  | m | 4.6418 | 1 | 4.6418
B157 | External | Garage Doors/Frames | Metal | Paint |  | nr. | 22.3241 | 1 | 22.3241
B158 | External | Garage Doors/Frames | Timber | Paint |  | nr. | 20.0288 | 1 | 20.0288
B159 | External | Garage Doors/Frames | Timber | Stain/Varnish |  | nr. | 20.4392 | 1 | 20.4392
B160 | External | Gate <1.2 High | Timber | Paint | Allow for dec of supporting posts, opening edge, etc. | nr. | 36.5828 | 1 | 36.5828
B161 | External | Gate <1.2 High | Timber | Preservative | Allow for dec of supporting posts, opening edge, etc. | nr. | 32.9412 | 1 | 32.9412
B162 | External | Gates | Metal (lge) | Paint | Not exceeding 4 m2 in area. Allow for dec of supporting posts, opening edge, etc. | nr. | 120.6346 | 1 | 120.6346
B163 | External | Gates | Metal (sml) | Paint | Not exceeding 2 m2 in area. Allow for dec of supporting posts, opening edge, etc. | nr. | 60.3173 | 1 | 60.3173
B164 | External | Gates | Timber (lge) | Paint | Not exceeding 4 m2 in area. Allow for dec of supporting posts, opening edge, etc. | nr. | 100.3237 | 1 | 100.3237
B165 | External | Gates | Timber (lge) | Preservative | Not exceeding 4 m2 in area. Allow for dec of supporting posts, opening edge, etc. | nr. | 90.3477 | 1 | 90.3477
B166 | External | Gates | Timber (sml) | Paint | Not exceeding 2 m2 in area. Allow for dec of supporting posts, opening edge, etc. | nr. | 50.1618 | 1 | 50.1618
B167 | External | Gates | Timber (sml) | Preservative | Not exceeding 2 m2 in area. Allow for dec of supporting posts, opening edge, etc. | nr. | 45.1739 | 1 | 45.1739
B168 | External | Handrail | Metal | Paint |  | m | 3.4877 | 1 | 3.4877
B169 | External | Handrail | Timber | Paint |  | m | 3.1287 | 1 | 3.1287
B170 | External | Meter Cupboard Canopy with Side Panels | Timber | Paint |  | m2 | 10.4504 | 1 | 10.4504
B171 | External | Meter Cupboard Canopy with Side Panels | Timber | Stain/Varnish |  | m2 | 10.6555 | 1 | 10.6555
B172 | External | Other Ironwork | Metal | Paint |  | m | 3.4877 | 1 | 3.4877
B173 | External | Plinth | Stone | Paint |  | m | 7.3601 | 1 | 7.3601
B174 | External | Railings | Metal (Railing) | Paint | Not exceeding 1200mm in height | m | 15.0793 | 1 | 15.0793
B175 | External | Railings | Metal / Glazed infill | Paint | Not exceeding 1200mm in height | m | 12.143 | 1 | 12.143
B176 | External | Railings | Metal / Panel infill | Paint | Not exceeding 1200mm in height | m | 13.9509 | 1 | 13.9509
B177 | External | Railings | Metal / Timber | Paint | Not exceeding 1200mm in height | m | 12.5405 | 1 | 12.5405
B178 | External | Railings | Metal / Timber | Stain/Varnish | Not exceeding 1200mm in height | m | 12.7841 | 1 | 12.7841
B179 | External | Railings | Other | Paint | Not exceeding 1200mm in height | m | 15.0793 | 1 | 15.0793
B180 | External | Railings | Timber | Paint | Not exceeding 1200mm in height | m | 12.5405 | 1 | 12.5405
B181 | External | Railings | Timber | Stain/Varnish | Not exceeding 1200mm in height | m | 12.7841 | 1 | 12.7841
B182 | External | Rainwater Goods - Downpipes | Asbestos | Paint | Not exceeding 500mm girth | m | 6.1548 | 1 | 6.1548
B183 | External | Rainwater Goods - Downpipes | Cast Iron | Paint | Not exceeding 500mm girth | m | 6.1548 | 1 | 6.1548
B184 | External | Above Ground Drainage - Soil/Vent Pipes | Asbestos | Paint | Not exceeding 500mm girth | m | 6.1548 | 1 | 6.1548
B185 | External | Above Ground Drainage - Soil/Vent Pipes | Cast Iron | Paint | Not exceeding 500mm girth | m | 6.1548 | 1 | 6.1548
B186 | External | Above Ground Drainage - Waste Pipes | Asbestos | Paint | Not exceeding 500mm girth | m | 6.1548 | 1 | 6.1548
B187 | External | Above Ground Drainage - Waste Pipes | Cast Iron | Paint | Not exceeding 500mm girth | m | 6.1548 | 1 | 6.1548
B188 | External | Rainwater Goods - Gutters | Asbestos | Paint | Not exceeding 300mm girth | m | 6.6806 | 1 | 6.6806
B189 | External | Rainwater Goods - Gutters | Cast Iron | Paint | Not exceeding 300mm girth | m | 6.6806 | 1 | 6.6806
B190 | External | Rainwater Goods - Gutters | Concrete | Paint | Not exceeding 300mm girth | m | 6.6806 | 1 | 6.6806
B191 | External | Roofline - Barge Boards | Asbestos/Cement | Paint | Not exceeding 300mm girth | m | 3.8211 | 1 | 3.8211
B192 | External | Roofline - Barge Boards | Composite Board | Paint | Not exceeding 300mm girth | m | 3.8211 | 1 | 3.8211
B193 | External | Roofline - Barge Boards | Composite Board | Stain/Varnish | Not exceeding 300mm girth | m | 3.8724 | 1 | 3.8724
B194 | External | Roofline - Barge Boards | Concrete | Paint | Not exceeding 300mm girth | m | 3.0902 | 1 | 3.0902
B195 | External | Roofline - Barge Boards | Metal | Paint | Not exceeding 300mm girth | m | 7.3089 | 1 | 7.3089
B196 | External | Roofline - Barge Boards | Timber | Paint | Not exceeding 300mm girth | m | 3.8211 | 1 | 3.8211
B197 | External | Roofline - Barge Boards | Timber | Stain/Varnish | Not exceeding 300mm girth | m | 3.8724 | 1 | 3.8724
B198 | External | Roofline - Fascia Boards | Asbestos/Cement | Paint | Not exceeding 300mm girth | m | 3.8211 | 1 | 3.8211
B199 | External | Roofline - Fascia Boards | Composite Board | Paint | Not exceeding 300mm girth | m | 3.8211 | 1 | 3.8211
B200 | External | Roofline - Fascia Boards | Composite Board | Stain/Varnish | Not exceeding 300mm girth | m | 3.8724 | 1 | 3.8724
B201 | External | Roofline - Fascia Boards | Concrete | Paint | Not exceeding 300mm girth | m | 3.0902 | 1 | 3.0902
B202 | External | Roofline - Fascia Boards | Metal | Paint | Not exceeding 300mm girth | m | 7.3089 | 1 | 7.3089
B203 | External | Roofline - Fascia Boards | Timber | Paint | Not exceeding 300mm girth | m | 3.8211 | 1 | 3.8211
B204 | External | Roofline - Fascia Boards | Timber | Stain/Varnish | Not exceeding 300mm girth | m | 3.8724 | 1 | 3.8724
B205 | External | Roofline - Soffit Boards | Asbestos/Cement | Paint | Not exceeding 500mm girth | m | 3.8211 | 1 | 3.8211
B206 | External | Roofline - Soffit Boards | Composite Board | Paint | Not exceeding 500mm girth | m | 3.8211 | 1 | 3.8211
B207 | External | Roofline - Soffit Boards | Composite Board | Stain/Varnish | Not exceeding 500mm girth | m | 3.8724 | 1 | 3.8724
B208 | External | Roofline - Soffit Boards | Concrete | Paint | Not exceeding 500mm girth | m | 3.0902 | 1 | 3.0902
B209 | External | Roofline - Soffit Boards | Metal | Paint | Not exceeding 500mm girth | m | 7.3089 | 1 | 7.3089
B210 | External | Roofline - Soffit Boards | Timber | Paint | Not exceeding 500mm girth | m | 3.8211 | 1 | 3.8211
B211 | External | Roofline - Soffit Boards | Timber | Stain/Varnish | Not exceeding 500mm girth | m | 3.8724 | 1 | 3.8724
B212 | External | Surface Mounted Pipes - Electrical Conduit | Metal | Paint | Not exceeding 200mm girth | m | 4.3084 | 1 | 4.3084
B213 | External | Surface Mounted Pipes - Gas | Metal | Paint | Not exceeding 200mm girth | m | 4.3084 | 1 | 4.3084
B214 | External | Surface Mounted Pipes - Water | Metal | Paint | Not exceeding 200mm girth | m | 4.3084 | 1 | 4.3084
B215 | External | Walkway/Balcony Floor Finish | Timber | Paint |  | m2 | 14.8485 | 1 | 14.8485
B216 | External | Walkway/Balcony Floor Finish | Timber | Stain/Varnish |  | m2 | 15.0409 | 1 | 15.0409
B217 | External | Windows - (up to 0.25m2) | Steel / Crittal | Paint | Allow for decs both internally and externally, where applicable. | nr. | 10.6043 | 1 | 10.6043
B218 | External | Windows - (up to 0.25m2) | Timber - Box Sash | Paint | Allow for decs both internally and externally, where applicable. | nr. | 9.899 | 1 | 9.899
B219 | External | Windows - (up to 0.25m2) | Timber - Box Sash | Stain/Varnish | Allow for decs both internally and externally, where applicable. | nr. | 10.0272 | 1 | 10.0272
B220 | External | Windows - (up to 0.25m2) | Timber - Casement | Paint | Allow for decs both internally and externally, where applicable. | nr. | 8.2577 | 1 | 8.2577
B221 | External | Windows - (up to 0.25m2) | Timber - Casement | Stain/Varnish | Allow for decs both internally and externally, where applicable. | nr. | 8.3603 | 1 | 8.3603
B222 | External | Windows - (up to 0.25m2) | Other | Paint | Allow for decs both internally and externally, where applicable. | nr. | 8.2577 | 1 | 8.2577
B223 | External | Windows - (up to 0.25m2) | Other | Stain/Varnish | Allow for decs both internally and externally, where applicable. | nr. | 8.3603 | 1 | 8.3603
B224 | External | Windows - (0.25 - 1.0m2) | Steel / Crittal | Paint | Allow for decs both internally and externally, where applicable. | nr. | 42.4427 | 1 | 42.4427
B225 | External | Windows - (0.25 - 1.0m2) | Timber - Box Sash | Paint | Allow for decs both internally and externally, where applicable. | nr. | 39.6089 | 1 | 39.6089
B226 | External | Windows - (0.25 - 1.0m2) | Timber - Box Sash | Stain/Varnish | Allow for decs both internally and externally, where applicable. | nr. | 40.0961 | 1 | 40.0961
B227 | External | Windows - (0.25 - 1.0m2) | Timber - Casement | Paint | Allow for decs both internally and externally, where applicable. | nr. | 33.0053 | 1 | 33.0053
B228 | External | Windows - (0.25 - 1.0m2) | Timber - Casement | Stain/Varnish | Allow for decs both internally and externally, where applicable. | nr. | 33.4156 | 1 | 33.4156
B229 | External | Windows - (0.25 - 1.0m2) | Other | Paint | Allow for decs both internally and externally, where applicable. | nr. | 33.0053 | 1 | 33.0053
B230 | External | Windows - (0.25 - 1.0m2) | Other | Stain/Varnish | Allow for decs both internally and externally, where applicable. | nr. | 33.4156 | 1 | 33.4156
B231 | External | Windows - (1.0m2 - 2.0m2) | Steel / Crittal | Paint | Allow for decs both internally and externally, where applicable. | nr. | 84.8725 | 1 | 84.8725
B232 | External | Windows - (1.0m2 - 2.0m2) | Timber - Box Sash | Paint | Allow for decs both internally and externally, where applicable. | nr. | 79.2178 | 1 | 79.2178
B233 | External | Windows - (1.0m2 - 2.0m2) | Timber - Box Sash | Stain/Varnish | Allow for decs both internally and externally, where applicable. | nr. | 80.1923 | 1 | 80.1923
B234 | External | Windows - (1.0m2 - 2.0m2) | Timber - Casement | Paint | Allow for decs both internally and externally, where applicable. | nr. | 66.0105 | 1 | 66.0105
B235 | External | Windows - (1.0m2 - 2.0m2) | Timber - Casement | Stain/Varnish | Allow for decs both internally and externally, where applicable. | nr. | 66.8312 | 1 | 66.8312
B236 | External | Windows - (1.0m2 - 2.0m2) | Other | Paint | Allow for decs both internally and externally, where applicable. | nr. | 66.0105 | 1 | 66.0105
B237 | External | Windows - (1.0m2 - 2.0m2) | Other | Stain/Varnish | Allow for decs both internally and externally, where applicable. | nr. | 66.8312 | 1 | 66.8312
B238 | External | Windows - (2.0m2 -3.0m2) | Steel / Crittal | Paint | Allow for decs both internally and externally, where applicable. | nr. | 127.3152 | 1 | 127.3152
B239 | External | Windows - (2.0m2 -3.0m2) | Timber - Box Sash | Paint | Allow for decs both internally and externally, where applicable. | nr. | 118.8138 | 1 | 118.8138
B240 | External | Windows - (2.0m2 -3.0m2) | Timber - Box Sash | Stain/Varnish | Allow for decs both internally and externally, where applicable. | nr. | 120.3012 | 1 | 120.3012
B241 | External | Windows - (2.0m2 -3.0m2) | Timber - Casement | Paint | Allow for decs both internally and externally, where applicable. | nr. | 99.0158 | 1 | 99.0158
B242 | External | Windows - (2.0m2 -3.0m2) | Timber - Casement | Stain/Varnish | Allow for decs both internally and externally, where applicable. | nr. | 100.2468 | 1 | 100.2468
B243 | External | Windows - (2.0m2 -3.0m2) | Other | Paint | Allow for decs both internally and externally, where applicable. | nr. | 99.0158 | 1 | 99.0158
B244 | External | Windows - (2.0m2 -3.0m2) | Other | Stain/Varnish | Allow for decs both internally and externally, where applicable. | nr. | 100.2468 | 1 | 100.2468
B245 | External | Windows - (>3m2) | Steel / Crittal | Paint | Allow for decs both internally and externally, where applicable. | m2 | 42.4427 | 1 | 42.4427
B246 | External | Windows - (>3m2) | Timber - Box Sash | Paint | Allow for decs both internally and externally, where applicable. | m2 | 39.6089 | 1 | 39.6089
B247 | External | Windows - (>3m2) | Timber - Box Sash | Stain/Varnish | Allow for decs both internally and externally, where applicable. | m2 | 40.0961 | 1 | 40.0961
B248 | External | Windows - (>3m2) | Timber - Casement | Paint | Allow for decs both internally and externally, where applicable. | m2 | 33.0053 | 1 | 33.0053
B249 | External | Windows - (>3m2) | Timber - Casement | Stain/Varnish | Allow for decs both internally and externally, where applicable. | m2 | 33.4156 | 1 | 33.4156
B250 | External | Windows - (>3m2) | Other | Paint | Allow for decs both internally and externally, where applicable. | m2 | 33.0053 | 1 | 33.0053
B251 | External | Windows - (>3m2) | Other | Stain/Varnish | Allow for decs both internally and externally, where applicable. | m2 | 33.4156 | 1 | 33.4156
B252 | External | Windows - Lintels | Brick | Paint |  | m | 4.116 | 1 | 4.116
B253 | External | Windows - Lintels | Concrete | Paint |  | m | 4.116 | 1 | 4.116
B254 | External | Windows - Lintels | Metal | Paint |  | m | 4.6546 | 1 | 4.6546
B255 | External | Windows - Lintels | Stone | Paint |  | m | 4.116 | 1 | 4.116
B256 | External | Windows - Lintels | Timber | Paint |  | m | 4.1802 | 1 | 4.1802
B257 | External | Windows - Lintels | Timber | Stain/Varnish |  | m | 4.2571 | 1 | 4.2571
B258 | External | Windows - Sub-cills | Brick/Stone | Paint |  | m | 4.116 | 1 | 4.116
B259 | External | Windows - Sub-cills | Concrete/Render | Paint |  | m | 4.116 | 1 | 4.116
B260 | External | Windows - Sub-cills | Metal | Paint |  | m | 4.6546 | 1 | 4.6546
B261 | External | Windows - Sub-cills | Plaster | Paint |  | m | 4.116 | 1 | 4.116
B262 | External | Windows - Sub-cills | Tiles | Paint |  | m | 4.116 | 1 | 4.116
B263 | External | Windows - Sub-cills | Timber | Paint |  | m | 4.1802 | 1 | 4.1802
B264 | External | Windows - Sub-cills | Timber | Stain/Varnish |  | m | 4.2571 | 1 | 4.2571
B265 | External | Windows - Surrounds/Reveals | Brick/Stone | Paint |  | m | 4.116 | 1 | 4.116
B266 | External | Windows - Surrounds/Reveals | Concrete/Render | Paint |  | m | 4.116 | 1 | 4.116
B267 | External | Windows - Surrounds/Reveals | Metal | Paint |  | m | 4.6546 | 1 | 4.6546
B268 | External | Windows - Surrounds/Reveals | Plaster | Paint |  | m | 4.116 | 1 | 4.116
B269 | External | Windows - Surrounds/Reveals | Timber | Paint |  | m | 4.1802 | 1 | 4.1802
B270 | External | Windows - Surrounds/Reveals | Timber | Stain/Varnish |  | m | 4.2571 | 1 | 4.2571
B271 | External | Decoration: Timber Epoxy Repair / Conservation Joint up to 200mm long |  |  |  | nr. | 45.8406 | 1 | 45.8406
B272 | External | Decoration: Window care resin repairs - Resin only repairs size 100mm³ |  |  |  | nr. | 56.6757 | 1 | 56.6757
B273 | External | Decoration: Window care resin repairs - Resin only repairs size 200mm³ |  |  |  | nr. | 65.0104 | 1 | 65.0104
B274 | External | Decoration: Window care resin repairs - Resin only repairs size 300mm³ |  |  |  | nr. | 83.3466 | 1 | 83.3466
B275 | External | Decoration: Window care resin repairs - Resin only repairs size 400mm³ |  |  |  | nr. | 111.6845 | 1 | 111.6845
B276 | External | Decoration: Window care resin repairs - Renew cill front size up to 1m long |  |  |  | nr. | 183.3626 | 1 | 183.3626
B277 | External | Decoration: Window care resin repairs - Renew Cill size up to 1m long |  |  |  | nr. | 216.7012 | 1 | 216.7012
B278 | External | Decoration: Window care resin repairs - Splice timber including resin size up to 200mm |  |  |  | nr. | 75.012 | 1 | 75.012
B279 | External | Decoration: Window care resin repairs - Splice timber including resin size up to 500mm |  |  |  | nr. | 102.5164 | 1 | 102.5164
B280 | External | Decoration: Window care resin repairs- Splice timber including resin size up to 1000mm |  |  |  | nr. | 128.3538 | 1 | 128.3538
B281 | External | Decoration: Window Care - Sealing End Grain to Cill or Knot to Timber |  |  |  | nr. | 161.6925 | 1 | 161.6925
B282 | External | Decoration: Window Care - Renew Glazing Beads in Resin |  |  |  | nr. | 26.6709 | 1 | 26.6709
B283 | External | Decoration: Window Care - Dry Seal Re-putty |  |  |  | nr. | 20.8367 | 1 | 20.8367
B284 | External | Cleaning of self-finish render |  |  |  | m2 | 7.9372 | 1 | 7.9372
C001 | Internal | Ceiling / Soffit | Acoustic Insulation Board | Paint | Existing Finish: Any previously painted/prepared finish. New Decorative Finish: Paint | m2 | 6.2574 | 1 | 6.2574
C002 | Internal | Ceiling / Soffit | Concrete/Render | Paint | Existing Finish: Any previously painted/prepared finish. New Decorative Finish: Paint | m2 | 6.2574 | 1 | 6.2574
C003 | Internal | Ceiling / Soffit | Insulation Material | Paint | Existing Finish: Any previously painted/prepared finish. New Decorative Finish: Paint | m2 | 6.2574 | 1 | 6.2574
C004 | Internal | Ceiling / Soffit | Metal | Paint | Existing Finish: Any previously painted/prepared finish. New Decorative Finish: Paint | m2 | 10.117 | 1 | 10.117
C005 | Internal | Ceiling / Soffit | Plaster | Paint | Existing Finish: Any previously painted/prepared finish. New Decorative Finish: Paint | m2 | 6.2574 | 1 | 6.2574
C006 | Internal | Ceiling / Soffit | Textured Coating | Paint | Existing Finish: Any previously painted/prepared finish. New Decorative Finish: Paint | m2 | 6.2574 | 1 | 6.2574
C007 | Internal | Ceiling / Soffit | Timber | Paint | Existing Finish: Any previously painted/prepared finish. New Decorative Finish: Paint | m2 | 8.6809 | 1 | 8.6809
C008 | Internal | Ceiling / Soffit | Timber | Stain/Varnish | Existing Finish: Any previously painted/prepared finish. New Decorative Finish: Paint | m2 | 11.489 | 1 | 11.489
C009 | Internal | Ceiling Rafters | Timber | Paint |  | m | 5.206 | 1 | 5.206
C010 | Internal | Ceiling Rafters | Timber | Stain/Varnish |  | m | 6.8985 | 1 | 6.8985
C011 | Internal | Cill | Timber | Paint |  | m | 3.0646 | 1 | 3.0646
C012 | Internal | Cill | Timber | Stain/Varnish |  | m | 3.8981 | 1 | 3.8981
C013 | Internal | Coal Chute Doors | Metal | Paint |  | nr. | 45.238 | 1 | 45.238
C014 | Internal | Columns | Concrete | Paint |  | m | 5.0008 | 1 | 5.0008
C015 | Internal | Columns | Metal | Paint |  | m | 12.143 | 1 | 12.143
C016 | Internal | Dado Rail | Timber | Paint |  | m | 3.0646 | 1 | 3.0646
C017 | Internal | Dado Rail | Timber | Stain/Varnish |  | m | 3.8981 | 1 | 3.8981
C018 | Internal | Doors - Communal Doors | Timber - Fully Glazed | Paint |  | per leaf | 47.8153 | 1 | 47.8153
C019 | Internal | Doors - Communal Doors | Timber - Part Glazed | Paint |  | per leaf | 40.25 | 1 | 40.25
C020 | Internal | Doors - Communal Doors | Timber - Solid | Paint |  | per leaf | 35.7108 | 1 | 35.7108
C021 | Internal | Doors - Communal Doors | Timber - Fully Glazed | Stain/Varnish |  | per leaf | 57.5989 | 1 | 57.5989
C022 | Internal | Doors - Communal Doors | Timber - Part Glazed | Stain/Varnish |  | per leaf | 50.0336 | 1 | 50.0336
C023 | Internal | Doors - Communal Doors | Timber - Solid | Stain/Varnish |  | per leaf | 45.4944 | 1 | 45.4944
C024 | Internal | Doors - Communal Doors Winglights | Timber - Fully Glazed | Paint | Allow for decs to both faces and the frame, where applicable. | m2 | 69.6393 | 1 | 69.6393
C025 | Internal | Doors - Communal Doors Winglights | Timber - Part Glazed | Paint | Allow for decs to both faces and the frame, where applicable. | m2 | 60.5609 | 1 | 60.5609
C026 | Internal | Doors - Communal Doors Winglights | Timber - Solid | Paint | Allow for decs to both faces and the frame, where applicable. | m2 | 55.1114 | 1 | 55.1114
C027 | Internal | Doors - Communal Doors Winglights | Timber - Fully Glazed | Stain/Varnish | Allow for decs to both faces and the frame, where applicable. | m2 | 84.7058 | 1 | 84.7058
C028 | Internal | Doors - Communal Doors Winglights | Timber - Part Glazed | Stain/Varnish | Allow for decs to both faces and the frame, where applicable. | m2 | 75.6274 | 1 | 75.6274
C029 | Internal | Doors - Communal Doors Winglights | Timber - Solid | Stain/Varnish | Allow for decs to both faces and the frame, where applicable. | m2 | 70.1907 | 1 | 70.1907
C030 | Internal | Doors - Flat Entrance Door Frames | Timber | Paint | Allow for decs to external frame only, i.e. in the communal area | per frame | 15.323 | 1 | 15.323
C031 | Internal | Doors - Flat Entrance Door Frames | Timber - with winglight | Paint | Allow for decs to external frame only, i.e. in the communal area | per frame | 34.8132 | 1 | 34.8132
C032 | Internal | Doors - Flat Entrance Door Frames | Timber | Stain/Varnish | Allow for decs to external frame only, i.e. in the communal area | per frame | 19.4903 | 1 | 19.4903
C033 | Internal | Doors - Flat Entrance Door Frames | Timber - with winglight | Stain/Varnish | Allow for decs to external frame only, i.e. in the communal area | per frame | 42.3529 | 1 | 42.3529
C034 | Internal | Doors - Flat Entrance Door Frames | Other | Paint | Allow for decs to external frame only, i.e. in the communal area | per frame | 15.323 | 1 | 15.323
C035 | Internal | Doors - Flat Entrance Door Frames | Other - with winglight | Paint | Allow for decs to external frame only, i.e. in the communal area | per frame | 34.8132 | 1 | 34.8132
C036 | Internal | Doors - Flat Entrance Doors | Timber - Fully Glazed | Paint | Allow for decs to external face only, i.e. in the communal area. Frame is priced seperately. | per leaf | 32.4924 | 1 | 32.4924
C037 | Internal | Doors - Flat Entrance Doors | Timber - Part Glazed | Paint | Allow for decs to external face only, i.e. in the communal area. Frame is priced seperately. | per leaf | 24.9271 | 1 | 24.9271
C038 | Internal | Doors - Flat Entrance Doors | Timber - Solid | Paint | Allow for decs to external face only, i.e. in the communal area. Frame is priced seperately. | per leaf | 20.3879 | 1 | 20.3879
C039 | Internal | Doors - Flat Entrance Doors | Timber - Fully Glazed | Stain/Varnish | Allow for decs to external face only, i.e. in the communal area. Frame is priced seperately. | per leaf | 38.1086 | 1 | 38.1086
C040 | Internal | Doors - Flat Entrance Doors | Timber - Part Glazed | Stain/Varnish | Allow for decs to external face only, i.e. in the communal area. Frame is priced seperately. | per leaf | 30.5433 | 1 | 30.5433
C041 | Internal | Doors - Flat Entrance Doors | Timber - Solid | Stain/Varnish | Allow for decs to external face only, i.e. in the communal area. Frame is priced seperately. | per leaf | 26.0041 | 1 | 26.0041
C042 | Internal | Doors - Flat Entrance Doors | Other - Fully Glazed | Paint | Allow for decs to external face only, i.e. in the communal area. Frame is priced seperately. | per leaf | 32.4924 | 1 | 32.4924
C043 | Internal | Doors - Flat Entrance Doors | Other - Part Glazed | Paint | Allow for decs to external face only, i.e. in the communal area. Frame is priced seperately. | per leaf | 24.9271 | 1 | 24.9271
C044 | Internal | Doors - Flat Entrance Doors | Other - Solid | Paint | Allow for decs to external face only, i.e. in the communal area. Frame is priced seperately. | per leaf | 20.3879 | 1 | 20.3879
C045 | Internal | Duct Panel | Timber | Paint |  | m | 3.4749 | 1 | 3.4749
C046 | Internal | Duct Panel | Timber | Stain/Varnish |  | m | 4.5905 | 1 | 4.5905
C047 | Internal | Floor Finish | Concrete | Vinyl - Non Slip | Concrete surface with an existing applied screed | m2 | 126.6664 | 1 | 126.6664
C048 | Internal | Floor Finish | Other | Vinyl - Non Slip |  | m2 | 126.6664 | 1 | 126.6664
C049 | Internal | Floor Finish | Timber | Vinyl - Non Slip |  | m2 | 136.6331 | 1 | 136.6331
C050 | Internal | Floor Finish | Concrete | Vinyl - Standard | Concrete surface with an existing applied screed | m2 | 69.25 | 1 | 69.25
C051 | Internal | Floor Finish | Other | Vinyl - Standard |  | m2 | 69.25 | 1 | 69.25
C052 | Internal | Floor Finish | Timber | Vinyl - Standard |  | m2 | 75.6264 | 1 | 75.6264
C053 | Internal | Handrail | Timber | Paint |  | m | 3.0646 | 1 | 3.0646
C054 | Internal | Handrail | Timber | Stain/Varnish |  | m | 3.8981 | 1 | 3.8981
C055 | Internal | I-Beams | Metal | Paint |  | m | 11.13 | 1 | 11.13
C056 | Internal | Meter Cupboard | Timber | Paint |  | nr. | 9.3476 | 1 | 9.3476
C057 | Internal | Meter Cupboard | Timber | Stain/Varnish |  | nr. | 11.4505 | 1 | 11.4505
C058 | Internal | Panel on Metal Railing | Timber | Paint |  | m2 | 12.4635 | 1 | 12.4635
C059 | Internal | Panel on Metal Railing | Timber | Stain/Varnish |  | m2 | 15.2717 | 1 | 15.2717
C060 | Internal | Postbox Surround | Timber | Paint |  | nr. | 11.2197 | 1 | 11.2197
C061 | Internal | Postbox Surround | Timber | Stain/Varnish |  | nr. | 13.7458 | 1 | 13.7458
C062 | Internal | Roof Access Hatch | Fibreboard | Paint |  | nr. | 24.7219 | 1 | 24.7219
C063 | Internal | Roof Access Hatch | Metal | Paint |  | nr. | 24.7219 | 1 | 24.7219
C064 | Internal | Roof Access Hatch | Other | Paint |  | nr. | 24.7219 | 1 | 24.7219
C065 | Internal | Roof Access Hatch | Timber | Paint |  | nr. | 24.7219 | 1 | 24.7219
C066 | Internal | Roof Access Hatch | Timber | Stain/Varnish |  | nr. | 30.8639 | 1 | 30.8639
C067 | Internal | Roof Access Ladder/Cat-ladder | Metal | Paint |  | nr. | 128.7128 | 1 | 128.7128
C068 | Internal | Roof Access Ladder/Cat-ladder | Other | Paint |  | nr. | 128.7128 | 1 | 128.7128
C069 | Internal | Roof Access Ladder/Cat-ladder | Timber | Paint |  | nr. | 128.7128 | 1 | 128.7128
C070 | Internal | Roof Access Ladder/Cat-ladder | Timber | Stain/Varnish |  | nr. | 163.7184 | 1 | 163.7184
C071 | Internal | Screen | Timber | Paint |  | m2 | 16.2462 | 1 | 16.2462
C072 | Internal | Screen | Timber | Stain/Varnish |  | m2 | 19.0543 | 1 | 19.0543
C073 | Internal | Security Bars | Metal | Paint |  | m | 3.8981 | 1 | 3.8981
C074 | Internal | Skirting | Timber | Paint |  | m | 3.0646 | 1 | 3.0646
C075 | Internal | Skirting | Timber | Stain/Varnish |  | m | 3.8981 | 1 | 3.8981
C076 | Internal | Smoke Vents | Fixed Vent/Panel | Paint |  | nr. | 100.1698 | 1 | 100.1698
C077 | Internal | Smoke Vents | Manual Operable | Paint |  | nr. | 100.1698 | 1 | 100.1698
C078 | Internal | Smoke Vents | Powered / Linked to Fire System | Paint |  | nr. | 100.1698 | 1 | 100.1698
C079 | Internal | Stair Risers | Concrete | Paint |  | nr. | 5.783 | 1 | 5.783
C080 | Internal | Staircase - Safety Railings | Metal | Paint |  | m2 | 13.8997 | 1 | 13.8997
C081 | Internal | Stairs - Balustrading | Masonry/Render | Paint |  | m | 17.5669 | 1 | 17.5669
C082 | Internal | Stairs - Balustrading | Metal (Railing) | Paint |  | m | 12.5661 | 1 | 12.5661
C083 | Internal | Stairs - Balustrading | Metal / Glazed infill | Paint |  | m | 10.117 | 1 | 10.117
C084 | Internal | Stairs - Balustrading | Metal / Panel infill | Paint |  | m | 11.6301 | 1 | 11.6301
C085 | Internal | Stairs - Balustrading | Metal / Timber | Paint |  | m | 10.4504 | 1 | 10.4504
C086 | Internal | Stairs - Balustrading | Other | Paint |  | m | 10.4504 | 1 | 10.4504
C087 | Internal | Stairs - Balustrading | Timber | Paint |  | m | 10.4504 | 1 | 10.4504
C088 | Internal | Stairs - Balustrading | Metal / Timber | Stain/Varnish |  | m | 10.6555 | 1 | 10.6555
C089 | Internal | Stairs - Balustrading | Other | Stain/Varnish |  | m | 10.6555 | 1 | 10.6555
C090 | Internal | Stairs - Balustrading | Timber | Stain/Varnish |  | m | 10.6555 | 1 | 10.6555
C091 | Internal | Stairs - Handrails | Metal | Paint |  | m | 3.4877 | 1 | 3.4877
C092 | Internal | Stairs - Handrails | Other | Paint |  | m | 3.4877 | 1 | 3.4877
C093 | Internal | Stairs - Handrails | Timber | Paint |  | m | 3.1287 | 1 | 3.1287
C094 | Internal | Stairs - Handrails | Other | Stain/Varnish |  | m | 3.1928 | 1 | 3.1928
C095 | Internal | Stairs - Handrails | Timber | Stain/Varnish |  | m | 3.1928 | 1 | 3.1928
C096 | Internal | Stairs - Stair Finish | Concrete | Vinyl - Non Slip | Concrete surface with an existing applied screed | per flight | 126.6664 | 1 | 126.6664
C097 | Internal | Stairs - Stair Finish | Timber | Vinyl - Non Slip |  | per flight | 126.6664 | 1 | 126.6664
C098 | Internal | Stairs - Stair Finish | Other | Vinyl - Non Slip |  | per flight | 136.6331 | 1 | 136.6331
C099 | Internal | Stairs - Stair Finish | Concrete | Vinyl - Standard | Concrete surface with an existing applied screed | per flight | 69.25 | 1 | 69.25
C100 | Internal | Stairs - Stair Finish | Timber | Vinyl - Standard |  | per flight | 69.25 | 1 | 69.25
C101 | Internal | Stairs - Stair Finish | Other | Vinyl - Standard |  | per flight | 75.6264 | 1 | 75.6264
C102 | Internal | Stairs - Stair Nosings | Bitumous | Painted |  | per nosing | 5.783 | 1 | 5.783
C103 | Internal | Stairs - Stair Nosings | Masonry | Painted |  | per nosing | 5.783 | 1 | 5.783
C104 | Internal | Stairs - Stair Nosings | Metal | Painted |  | per nosing | 3.6801 | 1 | 3.6801
C105 | Internal | Stairs - Stair Nosings | Metal/Plastic | Painted |  | per nosing | 3.6801 | 1 | 3.6801
C106 | Internal | Stairs - Stair Nosings | Metal/Rubber | Painted |  | per nosing | 3.6801 | 1 | 3.6801
C107 | Internal | Stairs - Stair Nosings | Other | Painted |  | per nosing | 3.6801 | 1 | 3.6801
C108 | Internal | Stairs - Stair Nosings | Plastic | Painted |  | per nosing | 3.6801 | 1 | 3.6801
C109 | Internal | Stairs - Stringer (Inner) | Concrete | Paint |  | m | 3.616 | 1 | 3.616
C110 | Internal | Stairs - Stringer (Inner) | Metal | Paint |  | m | 3.0646 | 1 | 3.0646
C111 | Internal | Stairs - Stringer (Inner) | Other | Paint |  | m | 3.0646 | 1 | 3.0646
C112 | Internal | Stairs - Stringer (Inner) | Timber | Paint |  | m | 3.0646 | 1 | 3.0646
C113 | Internal | Stairs - Stringer (Inner) | Timber | Stain/Varnish |  | m | 3.8981 | 1 | 3.8981
C114 | Internal | Stairs - Stringer (Outer) | Concrete | Paint |  | m | 7.2319 | 1 | 7.2319
C115 | Internal | Stairs - Stringer (Outer) | Metal | Paint |  | m | 6.1292 | 1 | 6.1292
C116 | Internal | Stairs - Stringer (Outer) | Other | Paint |  | m | 6.1292 | 1 | 6.1292
C117 | Internal | Stairs - Stringer (Outer) | Timber | Paint |  | m | 6.1292 | 1 | 6.1292
C118 | Internal | Stairs - Stringer (Outer) | Timber | Stain/Varnish |  | m | 7.7961 | 1 | 7.7961
C119 | Internal | Wall Finish | Block | Paint | Existing Finish: Any previously painted/prepared finish. New Decorative Finish as detailed in the specification | m2 | 9.2579 | 1 | 9.2579
C120 | Internal | Wall Finish | Brick | Paint | Existing Finish: Any previously painted/prepared finish. New Decorative Finish as detailed in the specification | m2 | 9.2579 | 1 | 9.2579
C121 | Internal | Wall Finish | Cladding - Asbestos/Cement | Paint | Existing Finish: Any previously painted/prepared finish. New Decorative Finish as detailed in the specification | m2 | 8.168 | 1 | 8.168
C122 | Internal | Wall Finish | Cladding - Other | Paint | Existing Finish: Any previously painted/prepared finish. New Decorative Finish as detailed in the specification | m2 | 9.2579 | 1 | 9.2579
C123 | Internal | Wall Finish | Cladding - Timber | Paint | Existing Finish: Any previously painted/prepared finish. New Decorative Finish as detailed in the specification | m2 | 9.2579 | 1 | 9.2579
C124 | Internal | Wall Finish | Plaster | Paint | Existing Finish: Any previously painted/prepared finish. New Decorative Finish as detailed in the specification | m2 | 8.168 | 1 | 8.168
C125 | Internal | Wall Finish | Render | Paint | Existing Finish: Any previously painted/prepared finish. New Decorative Finish as detailed in the specification | m2 | 8.168 | 1 | 8.168
C126 | Internal | Window Rail | Metal | Paint |  | m | 3.8981 | 1 | 3.8981
C127 | Internal | Windows - Communal - Window Boards/Cills | Masonry | Paint |  | m | 2.7825 | 1 | 2.7825
C128 | Internal | Windows - Communal - Window Boards/Cills | Metal | Paint |  | m | 3.8981 | 1 | 3.8981
C129 | Internal | Windows - Communal - Window Boards/Cills | Other | Paint |  | m | 4.6033 | 1 | 4.6033
C130 | Internal | Windows - Communal - Window Boards/Cills | Tiles | Paint |  | m | 4.6033 | 1 | 4.6033
C131 | Internal | Windows - Communal - Window Boards/Cills | Timber | Paint |  | m | 4.6033 | 1 | 4.6033
C132 | Internal | Windows - Communal - Window Boards/Cills | Timber | Stain/Varnish |  | m | 5.8471 | 1 | 5.8471
C132 | Internal | Floor Finish - Communal - Slip resistant high performance floor paint | Concrete | Paint |  | m2 | 7.8602 | 1 | 7.8602
[8 empty] | Total for evaluation: | 11693.806

## Replace Bespoke SoR
Price Framework - Repairs and Replacement Bespoke Schedule of Rates
The Tenderer is required to insert the priced rate for each and every item in this Bespoke Schedule of Rates for Repairs and Replacement Items. For the avoidance of doubt, Tenderers should be aware that it is not the intention to use the SoR for decoration works as it is anticipated that the fully inclusive lump sum cost for each archetype will encompass most, if not all, eventualities.
Notes:
1. | All replacement works is to include for taking out, cart away of the existing and all associated debris and making good to internal and external finishes, decoration, etc.
2. | All windows and doors are to include all ironmongery, including hinges, fixings, handles, locks and like.
3. | All Front Doors are to include all ironmongery, including hinges, fixings, handles, locks, spyhole, letterbox, door chain and like.
4. | All Windows are to include clear float glazing.
5. | The maximum percentage uplift permissible for the material costs asscoiated with room replacement vinyl is 12%
Ref | External / Internal | Category | Type | Decorative Elements | Material | Finish | Additional Information / Description | UoM | Rate | Multiplier | Total
D001 | External | Windows | N/A | Casement Window Removal, Manufacture and Installation - Casement Window with fixed lights | uPVC | Self-finish | Size not exceeding 1.20m2 | nr | 769.3407 | 1 | 769.3407
D002 | External | Windows | N/A | Casement Window Removal, Manufacture and Installation - Casement Window with fixed lights | uPVC | Self-finish | Size 1.20m2 to 1.50m2 | nr | 888.7956 | 1 | 888.7956
D003 | External | Windows | N/A | Casement Window Removal, Manufacture and Installation - Casement Window with fixed lights | uPVC | Self-finish | Size 1.50m2 to 1.80m2 | nr | 932.6488 | 1 | 932.6488
D004 | External | Windows | N/A | Casement Window Removal, Manufacture and Installation - Casement Window with fixed lights | uPVC | Self-finish | Size 1.80m2 to 2.10m2 | nr | 1002.3266 | 1 | 1002.3266
D005 | External | Windows | N/A | Casement Window Removal, Manufacture and Installation - Casement Window with fixed lights | uPVC | Self-finish | Size 2.10m2 to 2.40m2 | nr | 943.3428 | 1 | 943.3428
D006 | External | Windows | N/A | Casement Window Removal, Manufacture and Installation - Casement Window with fixed lights | uPVC | Self-finish | Size 2.40m2 to 2.70m2 | nr | 1176.9698 | 1 | 1176.9698
D007 | External | Windows | N/A | Casement Window Removal, Manufacture and Installation - Casement Window with Side Hung | uPVC | Self-finish | Size not exceeding 1.20m2 | nr | 937.3162 | 1 | 937.3162
D008 | External | Windows | N/A | Casement Window Removal, Manufacture and Installation - Casement Window with Side Hung | uPVC | Self-finish | Size 1.20m2 to 1.50m2 | nr | 1107.7536 | 1 | 1107.7536
D009 | External | Windows | N/A | Casement Window Removal, Manufacture and Installation - Casement Window with Side Hung | uPVC | Self-finish | Size 1.50m2 to 1.80m2 | nr | 1117.9347 | 1 | 1117.9347
D010 | External | Windows | N/A | Casement Window Removal, Manufacture and Installation - Casement Window with Side Hung | uPVC | Self-finish | Size 1.80m2 to 2.10m2 | nr | 1181.7398 | 1 | 1181.7398
D011 | External | Windows | N/A | Casement Window Removal, Manufacture and Installation - Casement Window with Side Hung | uPVC | Self-finish | Size 2.10m2 to 2.40m2 | nr | 1260.2651 | 1 | 1260.2651
D012 | External | Windows | N/A | Casement Window Removal, Manufacture and Installation - Casement Window with Side Hung | uPVC | Self-finish | Size 2.40m2 to 2.70m2 | nr | 1260.2651 | 1 | 1260.2651
D013 | External | Windows | N/A | Casement Window Removal, Manufacture and Installation - Casement Window with Top Hung | uPVC | Self-finish | Size not exceeding 1.20m2 | nr | 941.4194 | 1 | 941.4194
D014 | External | Windows | N/A | Casement Window Removal, Manufacture and Installation - Casement Window with Top Hung | uPVC | Self-finish | Size 1.20m2 to 1.50m2 | nr | 1056.7455 | 1 | 1056.7455
D015 | External | Windows | N/A | Casement Window Removal, Manufacture and Installation - Casement Window with Top Hung | uPVC | Self-finish | Size 1.50m2 to 1.80m2 | nr | 1163.9677 | 1 | 1163.9677
D016 | External | Windows | N/A | Casement Window Removal, Manufacture and Installation - Casement Window with Top Hung | uPVC | Self-finish | Size 1.80m2 to 2.10m2 | nr | 1246.9553 | 1 | 1246.9553
D017 | External | Windows | N/A | Casement Window Removal, Manufacture and Installation - Casement Window with Top Hung | uPVC | Self-finish | Size 2.10m2 to 2.40m2 | nr | 1295.322 | 1 | 1295.322
D018 | External | Windows | N/A | Casement Window Removal, Manufacture and Installation - Casement Window with Top Hung | uPVC | Self-finish | Size 2.40m2 to 2.70m2 | nr | 1368.6927 | 1 | 1368.6927
D019 | External | Windows | N/A | Casement Window Removal, Manufacture and Installation - Casement Window with fixed lights | Composite | Self-finish | Size not exceeding 1.20m2 | nr | 1351.7541 | 1 | 1351.7541
D020 | External | Windows | N/A | Casement Window Removal, Manufacture and Installation - Casement Window with fixed lights | Composite | Self-finish | Size 1.20m2 to 1.50m2 | nr | 1486.391 | 1 | 1486.391
D021 | External | Windows | N/A | Casement Window Removal, Manufacture and Installation - Casement Window with fixed lights | Composite | Self-finish | Size 1.50m2 to 1.80m2 | nr | 1594.1005 | 1 | 1594.1005
D022 | External | Windows | N/A | Casement Window Removal, Manufacture and Installation - Casement Window with fixed lights | Composite | Self-finish | Size 1.80m2 to 2.10m2 | nr | 1809.5194 | 1 | 1809.5194
D023 | External | Windows | N/A | Casement Window Removal, Manufacture and Installation - Casement Window with fixed lights | Composite | Self-finish | Size 2.10m2 to 2.40m2 | nr | 2703.5082 | 1 | 2703.5082
D024 | External | Windows | N/A | Casement Window Removal, Manufacture and Installation - Casement Window with fixed lights | Composite | Self-finish | Size 2.40m2 to 2.70m2 | nr | 2838.1451 | 1 | 2838.1451
D025 | External | Windows | N/A | Casement Window Removal, Manufacture and Installation - Casement Window with Side Hung | Composite | Self-finish | Size not exceeding 1.20m2 | nr | 2168.3844 | 1 | 2168.3844
D026 | External | Windows | N/A | Casement Window Removal, Manufacture and Installation - Casement Window with Side Hung | Composite | Self-finish | Size 1.20m2 to 1.50m2 | nr | 2710.4805 | 1 | 2710.4805
D027 | External | Windows | N/A | Casement Window Removal, Manufacture and Installation - Casement Window with Side Hung | Composite | Self-finish | Size 1.50m2 to 1.80m2 | nr | 2081.8706 | 1 | 2081.8706
D028 | External | Windows | N/A | Casement Window Removal, Manufacture and Installation - Casement Window with Side Hung | Composite | Self-finish | Size 1.80m2 to 2.10m2 | nr | 2298.8283 | 1 | 2298.8283
D029 | External | Windows | N/A | Casement Window Removal, Manufacture and Installation - Casement Window with Side Hung | Composite | Self-finish | Size 2.10m2 to 2.40m2 | nr | 2358.8378 | 1 | 2358.8378
D030 | External | Windows | N/A | Casement Window Removal, Manufacture and Installation - Casement Window with Side Hung | Composite | Self-finish | Size 2.40m2 to 2.70m2 | nr | 2418.8474 | 1 | 2418.8474
D031 | External | Windows | N/A | Casement Window Removal, Manufacture and Installation - Casement Window with Top Hung | Composite | Self-finish | Size not exceeding 1.20m2 | nr | 1809.5194 | 1 | 1809.5194
D032 | External | Windows | N/A | Casement Window Removal, Manufacture and Installation - Casement Window with Top Hung | Composite | Self-finish | Size 1.20m2 to 1.50m2 | nr | 1943.3869 | 1 | 1943.3869
D033 | External | Windows | N/A | Casement Window Removal, Manufacture and Installation - Casement Window with Top Hung | Composite | Self-finish | Size 1.50m2 to 1.80m2 | nr | 2058.79 | 1 | 2058.79
D034 | External | Windows | N/A | Casement Window Removal, Manufacture and Installation - Casement Window with Top Hung | Composite | Self-finish | Size 1.80m2 to 2.10m2 | nr | 2206.5058 | 1 | 2206.5058
D035 | External | Windows | N/A | Casement Window Removal, Manufacture and Installation - Casement Window with Top Hung | Composite | Self-finish | Size 2.10m2 to 2.40m2 | nr | 2326.525 | 1 | 2326.525
D036 | External | Windows | N/A | Casement Window Removal, Manufacture and Installation - Casement Window with Top Hung | Composite | Self-finish | Size 2.40m2 to 2.70m2 | nr | 2501.9376 | 1 | 2501.9376
D037 | External | Windows | N/A | Casement Window Removal, Manufacture and Installation - Casement Window with fixed lights | Aluminium | Self-finish | Size not exceeding 1.20m2 | nr | 1827.1761 | 1 | 1827.1761
D038 | External | Windows | N/A | Casement Window Removal, Manufacture and Installation - Casement Window with fixed lights | Aluminium | Self-finish | Size 1.20m2 to 1.50m2 | nr | 2283.9701 | 1 | 2283.9701
D039 | External | Windows | N/A | Casement Window Removal, Manufacture and Installation - Casement Window with fixed lights | Aluminium | Self-finish | Size 1.50m2 to 1.80m2 | nr | 2740.7641 | 1 | 2740.7641
D040 | External | Windows | N/A | Casement Window Removal, Manufacture and Installation - Casement Window with fixed lights | Aluminium | Self-finish | Size 1.80m2 to 2.10m2 | nr | 3197.5582 | 1 | 3197.5582
D041 | External | Windows | N/A | Casement Window Removal, Manufacture and Installation - Casement Window with fixed lights | Aluminium | Self-finish | Size 2.10m2 to 2.40m2 | nr | 3654.3522 | 1 | 3654.3522
D042 | External | Windows | N/A | Casement Window Removal, Manufacture and Installation - Casement Window with fixed lights | Aluminium | Self-finish | Size 2.40m2 to 2.70m2 | nr | 4111.1462 | 1 | 4111.1462
D043 | External | Windows | N/A | Casement Window Removal, Manufacture and Installation - Casement Window with Side Hung | Aluminium | Self-finish | Size not exceeding 1.20m2 | nr | 1827.1761 | 1 | 1827.1761
D044 | External | Windows | N/A | Casement Window Removal, Manufacture and Installation - Casement Window with Side Hung | Aluminium | Self-finish | Size 1.20m2 to 1.50m2 | nr | 1915.0555 | 1 | 1915.0555
D045 | External | Windows | N/A | Casement Window Removal, Manufacture and Installation - Casement Window with Side Hung | Aluminium | Self-finish | Size 1.50m2 to 1.80m2 | nr | 2298.0666 | 1 | 2298.0666
D046 | External | Windows | N/A | Casement Window Removal, Manufacture and Installation - Casement Window with Side Hung | Aluminium | Self-finish | Size 1.80m2 to 2.10m2 | nr | 2681.0777 | 1 | 2681.0777
D047 | External | Windows | N/A | Casement Window Removal, Manufacture and Installation - Casement Window with Side Hung | Aluminium | Self-finish | Size 2.10m2 to 2.40m2 | nr | 3064.0888 | 1 | 3064.0888
D048 | External | Windows | N/A | Casement Window Removal, Manufacture and Installation - Casement Window with Side Hung | Aluminium | Self-finish | Size 2.40m2 to 2.70m2 | nr | 3447.0999 | 1 | 3447.0999
D049 | External | Windows | N/A | Casement Window Removal, Manufacture and Installation - Casement Window with Top Hung | Aluminium | Self-finish | Size not exceeding 1.20m2 | nr | 1801.5797 | 1 | 1801.5797
D050 | External | Windows | N/A | Casement Window Removal, Manufacture and Installation - Casement Window with Top Hung | Aluminium | Self-finish | Size 1.20m2 to 1.50m2 | nr | 2251.9746 | 1 | 2251.9746
D051 | External | Windows | N/A | Casement Window Removal, Manufacture and Installation - Casement Window with Top Hung | Aluminium | Self-finish | Size 1.50m2 to 1.80m2 | nr | 2702.3696 | 1 | 2702.3696
D052 | External | Windows | N/A | Casement Window Removal, Manufacture and Installation - Casement Window with Top Hung | Aluminium | Self-finish | Size 1.80m2 to 2.10m2 | nr | 3152.7645 | 1 | 3152.7645
D053 | External | Windows | N/A | Casement Window Removal, Manufacture and Installation - Casement Window with Top Hung | Aluminium | Self-finish | Size 2.10m2 to 2.40m2 | nr | 3603.1594 | 1 | 3603.1594
D054 | External | Windows | N/A | Casement Window Removal, Manufacture and Installation - Casement Window with Top Hung | Aluminium | Self-finish | Size 2.40m2 to 2.70m2 | nr | 4053.5543 | 1 | 4053.5543
D055 | External | Windows | N/A | Casement Window Removal, Manufacture and Installation - Casement Window with fixed lights | Timber | Painted (Gloss) | Size not exceeding 1.20m2 | nr | 2030.1187 | 1 | 2030.1187
D056 | External | Windows | N/A | Casement Window Removal, Manufacture and Installation - Casement Window with fixed lights | Timber | Painted (Gloss) | Size 1.20m2 to 1.50m2 | nr | 2187.9901 | 1 | 2187.9901
D057 | External | Windows | N/A | Casement Window Removal, Manufacture and Installation - Casement Window with fixed lights | Timber | Painted (Gloss) | Size 1.50m2 to 1.80m2 | nr | 2345.964 | 1 | 2345.964
D058 | External | Windows | N/A | Casement Window Removal, Manufacture and Installation - Casement Window with fixed lights | Timber | Painted (Gloss) | Size 1.80m2 to 2.10m2 | nr | 2474.4973 | 1 | 2474.4973
D059 | External | Windows | N/A | Casement Window Removal, Manufacture and Installation - Casement Window with fixed lights | Timber | Painted (Gloss) | Size 2.10m2 to 2.40m2 | nr | 2810.2945 | 1 | 2810.2945
D060 | External | Windows | N/A | Casement Window Removal, Manufacture and Installation - Casement Window with fixed lights | Timber | Painted (Gloss) | Size 2.40m2 to 2.70m2 | nr | 2963.1907 | 1 | 2963.1907
D061 | External | Windows | N/A | Casement Window Removal, Manufacture and Installation - Casement Window with fixed lights | Timber | Painted (Gloss) | Size not exceeding 1.20m2 | nr | 2195.5554 | 1 | 2195.5554
D062 | External | Windows | N/A | Casement Window Removal, Manufacture and Installation - Casement Window with fixed lights | Timber | Painted (Gloss) | Size 1.20m2 to 1.50m2 | nr | 2392.715 | 1 | 2392.715
D063 | External | Windows | N/A | Casement Window Removal, Manufacture and Installation - Casement Window with fixed lights | Timber | Painted (Gloss) | Size 1.50m2 to 1.80m2 | nr | 2595.7474 | 1 | 2595.7474
D064 | External | Windows | N/A | Casement Window Removal, Manufacture and Installation - Casement Window with fixed lights | Timber | Painted (Gloss) | Size 1.80m2 to 2.10m2 | nr | 2716.2538 | 1 | 2716.2538
D065 | External | Windows | N/A | Casement Window Removal, Manufacture and Installation - Casement Window with fixed lights | Timber | Painted (Gloss) | Size 2.10m2 to 2.40m2 | nr | 2905.0019 | 1 | 2905.0019
D066 | External | Windows | N/A | Casement Window Removal, Manufacture and Installation - Casement Window with fixed lights | Timber | Painted (Gloss) | Size 2.40m2 to 2.70m2 | nr | 3032.5863 | 1 | 3032.5863
D067 | External | Windows | N/A | Casement Window Removal, Manufacture and Installation - Casement Window with fixed lights | Timber | Painted (Gloss) | Size not exceeding 1.20m2 | nr | 2163.6016 | 1 | 2163.6016
D068 | External | Windows | N/A | Casement Window Removal, Manufacture and Installation - Casement Window with fixed lights | Timber | Painted (Gloss) | Size 1.20m2 to 1.50m2 | nr | 2318.7802 | 1 | 2318.7802
D069 | External | Windows | N/A | Casement Window Removal, Manufacture and Installation - Casement Window with fixed lights | Timber | Painted (Gloss) | Size 1.50m2 to 1.80m2 | nr | 2479.6776 | 1 | 2479.6776
D070 | External | Windows | N/A | Casement Window Removal, Manufacture and Installation - Casement Window with fixed lights | Timber | Painted (Gloss) | Size 1.80m2 to 2.10m2 | nr | 2634.2151 | 1 | 2634.2151
D071 | External | Windows | N/A | Casement Window Removal, Manufacture and Installation - Casement Window with fixed lights | Timber | Painted (Gloss) | Size 2.10m2 to 2.40m2 | nr | 2782.8798 | 1 | 2782.8798
D072 | External | Windows | N/A | Casement Window Removal, Manufacture and Installation - Casement Window with fixed lights | Timber | Painted (Gloss) | Size 2.40m2 to 2.70m2 | nr | 2934.4168 | 1 | 2934.4168
D073 | External | Windows | N/A | Box Sash Window Removal, Manufacture and Installation - Double Hung Cased Box Frame and Sashes | Timber | Painted (Gloss) | Size not exceeding 1.20m2 | nr | 4545.9047 | 1 | 4545.9047
D074 | External | Windows | N/A | Box Sash Window Removal, Manufacture and Installation - Double Hung Cased Box Frame and Sashes | Timber | Painted (Gloss) | Size 1.20m2 to 1.50m2 | nr | 4823.8977 | 1 | 4823.8977
D075 | External | Windows | N/A | Box Sash Window Removal, Manufacture and Installation - Double Hung Cased Box Frame and Sashes | Timber | Painted (Gloss) | Size 1.50m2 to 1.80m2 | nr | 5066.9622 | 1 | 5066.9622
D076 | External | Windows | N/A | Box Sash Window Removal, Manufacture and Installation - Double Hung Cased Box Frame and Sashes | Timber | Painted (Gloss) | Size 1.80m2 to 2.10m2 | nr | 5438.3034 | 1 | 5438.3034
D077 | External | Windows | N/A | Box Sash Window Removal, Manufacture and Installation - Double Hung Cased Box Frame and Sashes | Timber | Painted (Gloss) | Size 2.10m2 to 2.40m2 | nr | 5526.4201 | 1 | 5526.4201
D078 | External | Windows | N/A | Box Sash Window Removal, Manufacture and Installation - Double Hung Cased Box Frame and Sashes | Timber | Painted (Gloss) | Size 2.40m2 to 2.70m2 | nr | 5864.6792 | 1 | 5864.6792
D079 | External | Windows | N/A | Box Sash Window Removal, Manufacture and Installation - Double Hung Cased Box Frame and Sashes | Timber | Painted (Gloss) | Size not exceeding 1.20m2 | nr | 4244.9592 | 1 | 4244.9592
D080 | External | Windows | N/A | Box Sash Window Removal, Manufacture and Installation - Double Hung Cased Box Frame and Sashes | Timber | Painted (Gloss) | Size 1.20m2 to 1.50m2 | nr | 4506.0522 | 1 | 4506.0522
D081 | External | Windows | N/A | Box Sash Window Removal, Manufacture and Installation - Double Hung Cased Box Frame and Sashes | Timber | Painted (Gloss) | Size 1.50m2 to 1.80m2 | nr | 4715.2394 | 1 | 4715.2394
D082 | External | Windows | N/A | Box Sash Window Removal, Manufacture and Installation - Double Hung Cased Box Frame and Sashes | Timber | Painted (Gloss) | Size 1.80m2 to 2.10m2 | nr | 5069.6805 | 1 | 5069.6805
D083 | External | Windows | N/A | Box Sash Window Removal, Manufacture and Installation - Double Hung Cased Box Frame and Sashes | Timber | Painted (Gloss) | Size 2.10m2 to 2.40m2 | nr | 5123.7404 | 1 | 5123.7404
D084 | External | Windows | N/A | Box Sash Window Removal, Manufacture and Installation - Double Hung Cased Box Frame and Sashes | Timber | Painted (Gloss) | Size 2.40m2 to 2.70m2 | nr | 5445.0738 | 1 | 5445.0738
D085 | External | Windows | N/A | Box Sash Window Removal, Manufacture and Installation - Double Hung Cased Box Frame and Sashes | Timber | Painted (Gloss) | Size not exceeding 1.20m2 | nr | 4099.9104 | 1 | 4099.9104
D086 | External | Windows | N/A | Box Sash Window Removal, Manufacture and Installation - Double Hung Cased Box Frame and Sashes | Timber | Painted (Gloss) | Size 1.20m2 to 1.50m2 | nr | 4344.052 | 1 | 4344.052
D087 | External | Windows | N/A | Box Sash Window Removal, Manufacture and Installation - Double Hung Cased Box Frame and Sashes | Timber | Painted (Gloss) | Size 1.50m2 to 1.80m2 | nr | 4570.1906 | 1 | 4570.1906
D088 | External | Windows | N/A | Box Sash Window Removal, Manufacture and Installation - Double Hung Cased Box Frame and Sashes | Timber | Painted (Gloss) | Size 1.80m2 to 2.10m2 | nr | 4759.2464 | 1 | 4759.2464
D089 | External | Windows | N/A | Box Sash Window Removal, Manufacture and Installation - Double Hung Cased Box Frame and Sashes | Timber | Painted (Gloss) | Size 2.10m2 to 2.40m2 | nr | 4978.6917 | 1 | 4978.6917
D090 | External | Windows | N/A | Box Sash Window Removal, Manufacture and Installation - Double Hung Cased Box Frame and Sashes | Timber | Painted (Gloss) | Size 2.40m2 to 2.70m2 | nr | 5134.6653 | 1 | 5134.6653
D091 | External | Windows | N/A | Standard external window cill | uPVC | Self-finish |  | m | 9.3092 | 1 | 9.3092
D092 | External | Windows | N/A | Standard external window cill | Aluminium | Self-finish |  | m | 10.3574 | 1 | 10.3574
D093 | External | Windows | N/A | Standard external window cill | Timber | Painted (Gloss) |  | m | 19.0287 | 1 | 19.0287
D094 | External | Windows | N/A | Extended 180mm external window cill | uPVC | Self-finish |  | m | 11.489 | 1 | 11.489
D095 | External | Windows | N/A | Extended 180mm external window cill | Aluminium | Self-finish |  | m | 12.7809 | 1 | 12.7809
D096 | External | Windows | N/A | Extended 180mm external window cill | Timber | Painted (Gloss) |  | m | 103.9909 | 1 | 103.9909
D097 | External | Windows | N/A | Extended 225mm external window cill | uPVC | Self-finish |  | m | 22.1061 | 1 | 22.1061
D098 | External | Windows | N/A | Extended 225mm external window cill | Aluminium | Self-finish |  | m | 24.6097 | 1 | 24.6097
D099 | External | Windows | N/A | Extended 225mm external window cill | Timber | Painted (Gloss) |  | m | 103.9909 | 1 | 103.9909
D100 | External | Windows | N/A | Welding to bay window external cill | uPVC | Self-finish |  | price per weld | 21.2598 | 1 | 21.2598
D101 | External | Windows | N/A | Welding to bay window external cill | Aluminium | Self-finish |  | price per weld | 23.6865 | 1 | 23.6865
D102 | External | Windows | N/A | Corner post; n.e. 1900mm; 90 degree square | uPVC | Self-finish |  | nr | 123.3017 | 1 | 123.3017
D103 | External | Windows | N/A | Corner post; n.e. 1900mm; 90 degree square | Aluminium | Self-finish |  | nr | 89.9567 | 1 | 89.9567
D104 | External | Windows | N/A | Corner post; n.e. 1900mm; 90 degree square | Timber | Painted (Gloss) |  | nr | 127.0716 | 1 | 127.0716
D105 | External | Windows | N/A | Packing out rebate after removal of box sash |  |  |  | m | 1154.0303 | 1 | 1154.0303
D106 | External | Glazing | N/A | Extra over for toughened glazing in lieu of clear float glazing | Glass | Self-finish |  | m2 | 282.0963 | 1 | 282.0963
D107 | External | Glazing | N/A | Extra over for obscure glazing in lieu of clear float glazing | Glass | Self-finish |  | m2 | 256.4512 | 1 | 256.4512
D108 | External | Glazing | N/A | Extra over for 6.4mm laminated glazing in lieu of clear float glazing | Glass | Self-finish |  | m2 | 294.9188 | 1 | 294.9188
D109 | External | Glazing | N/A | Extra over for 6.8mm laminated glazing in lieu of clear float glazing | Glass | Self-finish |  | m2 | 325.693 | 1 | 325.693
D110 | External | Glazing | N/A | Fixed panels in lieu of clear float glazing. | Timber | Self-finish |  | m2 | 820.6437 | 1 | 820.6437
D111 | External | Windows | N/A | Concealed window restrictors |  |  |  | nr | 307.7414 | 1 | 307.7414
D112 | External | Windows | N/A | Trickle Ventilators |  |  |  | nr | 102.5805 | 1 | 102.5805
D113 | External | Doors | N/A | Door Removal, Manufacture and Installation: Single Door | uPVC | Self-finish | Door only: Standard size 1981mm x 762mm | nr | 1597.3317 | 1 | 1597.3317
D114 | External | Doors | N/A | Door Removal, Manufacture and Installation: Single Door | Composite | Self-finish | Door only: Standard size 1981mm x 762mm | nr | 2142.8226 | 1 | 2142.8226
D115 | External | Doors | N/A | Door Removal, Manufacture and Installation: Single Door | Aluminium | Self-finish | Door only: Standard size 1981mm x 762mm | nr | 2731.5704 | 1 | 2731.5704
D116 | External | Doors | N/A | Door Removal, Manufacture and Installation: Single Door | Timber | Painted (Gloss) | Door only: Standard size 1981mm x 762mm | nr | 2813.0385 | 1 | 2813.0385
D117 | External | Doors | N/A | Door Removal, Manufacture and Installation: Single Door with Double Glazed Vision Panels, not exceeding 0.20m2 | uPVC | Self-finish | Door only: Standard size 1981mm x 762mm | nr | 1613.1227 | 1 | 1613.1227
D118 | External | Doors | N/A | Door Removal, Manufacture and Installation: Single Door with Double Glazed Vision Panels, not exceeding 0.20m2 | Composite | Self-finish | Door only: Standard size 1981mm x 762mm | nr | 2142.8226 | 1 | 2142.8226
D119 | External | Doors | N/A | Door Removal, Manufacture and Installation: Single Door with Double Glazed Vision Panels, not exceeding 0.20m2 | Aluminium | Self-finish | Door only: Standard size 1981mm x 762mm | nr | 2731.5704 | 1 | 2731.5704
D120 | External | Doors | N/A | Door Removal, Manufacture and Installation: Single Door with Double Glazed Vision Panels, not exceeding 0.20m2 | Timber | Painted (Gloss) | Door only: Standard size 1981mm x 762mm | nr | 2944.6492 | 1 | 2944.6492
D121 | External | Doors | N/A | Door Removal, Manufacture and Installation: Single Door with Double Glazed Units, not exceeding 0.50m2 | uPVC | Self-finish | Door only: Standard size 1981mm x 762mm | nr | 1628.8945 | 1 | 1628.8945
D122 | External | Doors | N/A | Door Removal, Manufacture and Installation: Single Door with Double Glazed Units, not exceeding 0.50m2 | Composite | Self-finish | Door only: Standard size 1981mm x 762mm | nr | 2245.6082 | 1 | 2245.6082
D123 | External | Doors | N/A | Door Removal, Manufacture and Installation: Single Door with Double Glazed Units, not exceeding 0.50m2 | Aluminium | Self-finish | Door only: Standard size 1981mm x 762mm | nr | 2731.5704 | 1 | 2731.5704
D124 | External | Doors | N/A | Door Removal, Manufacture and Installation: Single Door with Double Glazed Units, not exceeding 0.50m2 | Timber | Painted (Gloss) | Door only: Standard size 1981mm x 762mm | nr | 2803.6011 | 1 | 2803.6011
D125 | External | Doors | N/A | Door Removal, Manufacture and Installation: Single Door with Double Glazed Units, not exceeding 1.00m2 | uPVC | Self-finish | Door only: Standard size 1981mm x 762mm | nr | 1628.8945 | 1 | 1628.8945
D126 | External | Doors | N/A | Door Removal, Manufacture and Installation: Single Door with Double Glazed Units, not exceeding 1.00m2 | Composite | Self-finish | Door only: Standard size 1981mm x 762mm | nr | 2199.1008 | 1 | 2199.1008
D127 | External | Doors | N/A | Door Removal, Manufacture and Installation: Single Door with Double Glazed Units, not exceeding 1.00m2 | Aluminium | Self-finish | Door only: Standard size 1981mm x 762mm | nr | 2731.5704 | 1 | 2731.5704
D128 | External | Doors | N/A | Door Removal, Manufacture and Installation: Single Door with Double Glazed Units, not exceeding 1.00m2 | Timber | Painted (Gloss) | Door only: Standard size 1981mm x 762mm | nr | 2750.5413 | 1 | 2750.5413
D129 | External | Doors | N/A | Front Door Removal, Manufacture and Installation: Single Door | uPVC | Self-finish | Door only: Standard size 1981mm x 762mm | nr | 1597.3317 | 1 | 1597.3317
D130 | External | Doors | N/A | Front Door Removal, Manufacture and Installation: Single Door | Composite | Self-finish | Door only: Standard size 1981mm x 762mm | nr | 2142.8226 | 1 | 2142.8226
D131 | External | Doors | N/A | Front Door Removal, Manufacture and Installation: Single Door | Aluminium | Self-finish | Door only: Standard size 1981mm x 762mm | nr | 2731.5704 | 1 | 2731.5704
D132 | External | Doors | N/A | Front Door Removal, Manufacture and Installation: Single Door | Timber | Painted (Gloss) | Door only: Standard size 1981mm x 762mm | nr | 2813.0385 | 1 | 2813.0385
D133 | External | Doors | N/A | Front Door Removal, Manufacture and Installation: Single Door with Double Glazed Vision Panels, not exceeding 0.20m2 | uPVC | Self-finish | Door only: Standard size 1981mm x 762mm | nr | 1613.1227 | 1 | 1613.1227
D134 | External | Doors | N/A | Front Door Removal, Manufacture and Installation: Single Door with Double Glazed Vision Panels, not exceeding 0.20m2 | Composite | Self-finish | Door only: Standard size 1981mm x 762mm | nr | 2142.8226 | 1 | 2142.8226
D135 | External | Doors | N/A | Front Door Removal, Manufacture and Installation: Single Door with Double Glazed Vision Panels, not exceeding 0.20m2 | Aluminium | Self-finish | Door only: Standard size 1981mm x 762mm | nr | 2731.5704 | 1 | 2731.5704
D136 | External | Doors | N/A | Front Door Removal, Manufacture and Installation: Single Door with Double Glazed Vision Panels, not exceeding 0.20m2 | Timber | Painted (Gloss) | Door only: Standard size 1981mm x 762mm | nr | 2944.6492 | 1 | 2944.6492
D137 | External | Doors | N/A | Front Door Removal, Manufacture and Installation: Single Door with Double Glazed Units, not exceeding 0.50m2 | uPVC | Self-finish | Door only: Standard size 1981mm x 762mm | nr | 1628.8945 | 1 | 1628.8945
D138 | External | Doors | N/A | Front Door Removal, Manufacture and Installation: Single Door with Double Glazed Units, not exceeding 0.50m2 | Composite | Self-finish | Door only: Standard size 1981mm x 762mm | nr | 2245.6082 | 1 | 2245.6082
D139 | External | Doors | N/A | Front Door Removal, Manufacture and Installation: Single Door with Double Glazed Units, not exceeding 0.50m2 | Aluminium | Self-finish | Door only: Standard size 1981mm x 762mm | nr | 2731.5704 | 1 | 2731.5704
D140 | External | Doors | N/A | Front Door Removal, Manufacture and Installation: Single Door with Double Glazed Units, not exceeding 0.50m2 | Timber | Painted (Gloss) | Door only: Standard size 1981mm x 762mm | nr | 2803.6011 | 1 | 2803.6011
D141 | External | Doors | N/A | Front Door Removal, Manufacture and Installation: Single Door with Double Glazed Units, not exceeding 1.00m2 | uPVC | Self-finish | Door only: Standard size 1981mm x 762mm | nr | 1628.8945 | 1 | 1628.8945
D142 | External | Doors | N/A | Front Door Removal, Manufacture and Installation: Single Door with Double Glazed Units, not exceeding 1.00m2 | Composite | Self-finish | Door only: Standard size 1981mm x 762mm | nr | 2199.1008 | 1 | 2199.1008
D143 | External | Doors | N/A | Front Door Removal, Manufacture and Installation: Single Door with Double Glazed Units, not exceeding 1.00m2 | Aluminium | Self-finish | Door only: Standard size 1981mm x 762mm | nr | 2731.5704 | 1 | 2731.5704
D144 | External | Doors | N/A | Front Door Removal, Manufacture and Installation: Single Door with Double Glazed Units, not exceeding 1.00m2 | Timber | Painted (Gloss) | Door only: Standard size 1981mm x 762mm | nr | 2750.5413 | 1 | 2750.5413
D145 | External | Doors | N/A | Doorset Removal, Manufacture and Installation: Single Doorset | uPVC | Self-finish | Doorset to suit door: Standard size 1981mm x 762mm | nr | 1597.3317 | 1 | 1597.3317
D146 | External | Doors | N/A | Doorset Removal, Manufacture and Installation: Single Doorset | Composite | Self-finish | Doorset to suit door: Standard size 1981mm x 762mm | nr | 2142.8226 | 1 | 2142.8226
D147 | External | Doors | N/A | Doorset Removal, Manufacture and Installation: Single Doorset | Aluminium | Self-finish | Doorset to suit door: Standard size 1981mm x 762mm | nr | 2731.5704 | 1 | 2731.5704
D148 | External | Doors | N/A | Doorset Removal, Manufacture and Installation: Single Doorset | Timber | Painted (Gloss) | Doorset to suit door: Standard size 1981mm x 762mm | nr | 2813.0385 | 1 | 2813.0385
D149 | External | Doors | N/A | Doorset Removal, Manufacture and Installation: Single Doorset with Double Glazed Vision Panels, not exceeding 0.20m2 | uPVC | Self-finish | Doorset to suit door: Standard size 1981mm x 762mm | nr | 1613.1227 | 1 | 1613.1227
D150 | External | Doors | N/A | Doorset Removal, Manufacture and Installation: Single Doorset with Double Glazed Vision Panels, not exceeding 0.20m2 | Composite | Self-finish | Doorset to suit door: Standard size 1981mm x 762mm | nr | 2142.8226 | 1 | 2142.8226
D151 | External | Doors | N/A | Doorset Removal, Manufacture and Installation: Single Doorset with Double Glazed Vision Panels, not exceeding 0.20m2 | Aluminium | Self-finish | Doorset to suit door: Standard size 1981mm x 762mm | nr | 2731.5704 | 1 | 2731.5704
D152 | External | Doors | N/A | Doorset Removal, Manufacture and Installation: Single Doorset with Double Glazed Vision Panels, not exceeding 0.20m2 | Timber | Painted (Gloss) | Doorset to suit door: Standard size 1981mm x 762mm | nr | 2944.6492 | 1 | 2944.6492
D153 | External | Doors | N/A | Doorset Removal, Manufacture and Installation: Single Doorset with Double Glazed Units, not exceeding 0.50m2 | uPVC | Self-finish | Doorset to suit door: Standard size 1981mm x 762mm | nr | 1628.8945 | 1 | 1628.8945
D154 | External | Doors | N/A | Doorset Removal, Manufacture and Installation: Single Doorset with Double Glazed Units, not exceeding 0.50m2 | Composite | Self-finish | Doorset to suit door: Standard size 1981mm x 762mm | nr | 2245.6082 | 1 | 2245.6082
D155 | External | Doors | N/A | Doorset Removal, Manufacture and Installation: Single Doorset with Double Glazed Units, not exceeding 0.50m2 | Aluminium | Self-finish | Doorset to suit door: Standard size 1981mm x 762mm | nr | 2731.5704 | 1 | 2731.5704
D156 | External | Doors | N/A | Doorset Removal, Manufacture and Installation: Single Doorset with Double Glazed Units, not exceeding 0.50m2 | Timber | Painted (Gloss) | Doorset to suit door: Standard size 1981mm x 762mm | nr | 2803.6011 | 1 | 2803.6011
D157 | External | Doors | N/A | Doorset Removal, Manufacture and Installation: Single Doorset with Double Glazed Units, not exceeding 1.00m2 | uPVC | Self-finish | Doorset to suit door: Standard size 1981mm x 762mm | nr | 1628.8945 | 1 | 1628.8945
D158 | External | Doors | N/A | Doorset Removal, Manufacture and Installation: Single Doorset with Double Glazed Units, not exceeding 1.00m2 | Composite | Self-finish | Doorset to suit door: Standard size 1981mm x 762mm | nr | 2199.1008 | 1 | 2199.1008
D159 | External | Doors | N/A | Doorset Removal, Manufacture and Installation: Single Doorset with Double Glazed Units, not exceeding 1.00m2 | Aluminium | Self-finish | Doorset to suit door: Standard size 1981mm x 762mm | nr | 2731.5704 | 1 | 2731.5704
D160 | External | Doors | N/A | Doorset Removal, Manufacture and Installation: Single Doorset with Double Glazed Units, not exceeding 1.00m2 | Timber | Painted (Gloss) | Doorset to suit door: Standard size 1981mm x 762mm | nr | 2750.5413 | 1 | 2750.5413
D161 | External | Doors | N/A | Front Doorset Removal, Manufacture and Installation: Single Doorset | uPVC | Self-finish | Doorset to suit door: Standard size 1981mm x 762mm | nr | 1597.3317 | 1 | 1597.3317
D162 | External | Doors | N/A | Front Doorset Removal, Manufacture and Installation: Single Doorset | Composite | Self-finish | Doorset to suit door: Standard size 1981mm x 762mm | nr | 2142.8226 | 1 | 2142.8226
D163 | External | Doors | N/A | Front Doorset Removal, Manufacture and Installation: Single Doorset | Aluminium | Self-finish | Doorset to suit door: Standard size 1981mm x 762mm | nr | 2731.5704 | 1 | 2731.5704
D164 | External | Doors | N/A | Front Doorset Removal, Manufacture and Installation: Single Doorset | Timber | Painted (Gloss) | Doorset to suit door: Standard size 1981mm x 762mm | nr | 2813.0385 | 1 | 2813.0385
D165 | External | Doors | N/A | Front Doorset Removal, Manufacture and Installation: Single Doorset with Double Glazed Vision Panels, not exceeding 0.20m2 | uPVC | Self-finish | Doorset to suit door: Standard size 1981mm x 762mm | nr | 1613.1227 | 1 | 1613.1227
D166 | External | Doors | N/A | Front Doorset Removal, Manufacture and Installation: Single Doorset with Double Glazed Vision Panels, not exceeding 0.20m2 | Composite | Self-finish | Doorset to suit door: Standard size 1981mm x 762mm | nr | 2142.8226 | 1 | 2142.8226
D167 | External | Doors | N/A | Front Doorset Removal, Manufacture and Installation: Single Doorset with Double Glazed Vision Panels, not exceeding 0.20m2 | Aluminium | Self-finish | Doorset to suit door: Standard size 1981mm x 762mm | nr | 2731.5704 | 1 | 2731.5704
D168 | External | Doors | N/A | Front Doorset Removal, Manufacture and Installation: Single Doorset with Double Glazed Vision Panels, not exceeding 0.20m2 | Timber | Painted (Gloss) | Doorset to suit door: Standard size 1981mm x 762mm | nr | 2944.6492 | 1 | 2944.6492
D169 | External | Doors | N/A | Front Doorset Removal, Manufacture and Installation: Single Doorset with Double Glazed Units, not exceeding 0.50m2 | uPVC | Self-finish | Doorset to suit door: Standard size 1981mm x 762mm | nr | 1613.1227 | 1 | 1613.1227
D170 | External | Doors | N/A | Front Doorset Removal, Manufacture and Installation: Single Doorset with Double Glazed Units, not exceeding 0.50m2 | Composite | Self-finish | Doorset to suit door: Standard size 1981mm x 762mm | nr | 2245.6082 | 1 | 2245.6082
D171 | External | Doors | N/A | Front Doorset Removal, Manufacture and Installation: Single Doorset with Double Glazed Units, not exceeding 0.50m2 | Aluminium | Self-finish | Doorset to suit door: Standard size 1981mm x 762mm | nr | 2731.5704 | 1 | 2731.5704
D172 | External | Doors | N/A | Front Doorset Removal, Manufacture and Installation: Single Doorset with Double Glazed Units, not exceeding 0.50m2 | Timber | Painted (Gloss) | Doorset to suit door: Standard size 1981mm x 762mm | nr | 2803.6011 | 1 | 2803.6011
D173 | External | Doors | N/A | Front Doorset Removal, Manufacture and Installation: Single Doorset with Double Glazed Units, not exceeding 1.00m2 | uPVC | Self-finish | Doorset to suit door: Standard size 1981mm x 762mm | nr | 1628.8945 | 1 | 1628.8945
D174 | External | Doors | N/A | Front Doorset Removal, Manufacture and Installation: Single Doorset with Double Glazed Units, not exceeding 1.00m2 | Composite | Self-finish | Doorset to suit door: Standard size 1981mm x 762mm | nr | 2199.1008 | 1 | 2199.1008
D175 | External | Doors | N/A | Front Doorset Removal, Manufacture and Installation: Single Doorset with Double Glazed Units, not exceeding 1.00m2 | Aluminium | Self-finish | Doorset to suit door: Standard size 1981mm x 762mm | nr | 2731.5704 | 1 | 2731.5704
D176 | External | Doors | N/A | Front Doorset Removal, Manufacture and Installation: Single Doorset with Double Glazed Units, not exceeding 1.00m2 | Timber | Painted (Gloss) | Doorset to suit door: Standard size 1981mm x 762mm | nr | 2750.5413 | 1 | 2750.5413
D177 | External | Doors | N/A | Extra over rate for an integeral fan light which is supplementary to the door | uPVC | Self-finish | Average height 600mm | nr | 478.4417 | 1 | 478.4417
D178 | External | Doors | N/A | Extra over rate for an integeral fan light which is supplementary to the door | Composite | Self-finish | Average height 600mm | nr | 707.2455 | 1 | 707.2455
D179 | External | Doors | N/A | Extra over rate for an integeral fan light which is supplementary to the door | Aluminium | Self-finish | Average height 600mm | nr | 753.0047 | 1 | 753.0047
D180 | External | Doors | N/A | Extra over rate for an integeral fan light which is supplementary to the door | Timber | Painted (Gloss) | Average height 600mm | nr | 446.0712 | 1 | 446.0712
D181 | External | Rainwater Goods | N/A | Rainwater goods/soil & waste | uPVC | Self-finish | Allow 100mm ½ round uPVC gutter in 3m section | nr | 169.1808 | 1 | 169.1808
D182 | External | Rainwater Goods | N/A | Rainwater goods/soil & waste | Cast Iron | Self-finish | Allow 100mm ½ round Cast Iron gutter in 1.8m length | nr | 498.5411 | 1 | 498.5411
D183 | External | Rainwater Goods | N/A | Rainwater goods/soil & waste | Cast Iron | Self-finish | Allow 100mm ogee Cast Iron gutter in 1.8m length | nr | 609.328 | 1 | 609.328
D184 | External | Rainwater Goods | N/A | Rainwater goods/soil & waste | uPVC | Self-finish | Provide and install ½ round uPVC running outlet | nr | 84.2442 | 1 | 84.2442
D185 | External | Rainwater Goods | N/A | Rainwater goods/soil & waste | Cast Iron | Self-finish | Provide and install ½ round Cast Iron running outlet | nr | 474.4347 | 1 | 474.4347
D186 | External | Rainwater Goods | N/A | Rainwater goods/soil & waste | uPVC | Self-finish | Provide and install ½ round uPVC stop end | nr | 33.9798 | 1 | 33.9798
D187 | External | Rainwater Goods | N/A | Rainwater goods/soil & waste | Cast Iron | Self-finish | Provide and install ½ round Cast Iron stop end | nr | 201.1859 | 1 | 201.1859
D188 | External | Rainwater Goods | N/A | Rainwater goods/soil & waste | uPVC | Self-finish | Replace 100mm uPVC gutter bracket | nr | 58.5991 | 1 | 58.5991
D189 | External | Rainwater Goods | N/A | Rainwater goods/soil & waste | uPVC | Self-finish | Replace 100mm uPVC gutter bend | nr | 58.5991 | 1 | 58.5991
D190 | External | Rainwater Goods | N/A | Rainwater goods/soil & waste | uPVC | Self-finish | Replace uPVC pipe clip | nr | 33.9798 | 1 | 33.9798
D191 | External | Rainwater Goods | N/A | Rainwater goods/soil & waste | uPVC | Self-finish | Gutter Union | nr | 58.5991 | 1 | 58.5991
D192 | External | Rainwater Goods | N/A | Rainwater goods/soil & waste | uPVC | Self-finish | Allow 68mm diameter uPVC downpipe in 3m length | nr | 169.1808 | 1 | 169.1808
D193 | External | Rainwater Goods | N/A | Rainwater goods/soil & waste | uPVC | Self-finish | Allow 100mm diameter uPVC downpipe in 3m length | nr | 184.5679 | 1 | 184.5679
D194 | External | Rainwater Goods | N/A | Rainwater goods/soil & waste | Cast Iron | Self-finish | Allow 75mm diameter Cast Iron downpipe in 1.8 length | nr | 498.5411 | 1 | 498.5411
D195 | External | Rainwater Goods | N/A | Rainwater goods/soil & waste | Cast Iron | Self-finish | Allow 100mm diameter Cast Iron downpipe in 1.8m length | nr | 637.0247 | 1 | 637.0247
D196 | External | Rainwater Goods | N/A | Rainwater goods/soil & waste | uPVC | Self-finish | Extra provide and fix downpipe shoe: Allow Cast Iron 75mm | nr | 166.6933 | 1 | 166.6933
D197 | External | Rainwater Goods | N/A | Rainwater goods/soil & waste | uPVC | Self-finish | Extra provide and fix downpipe shoe: Allow uPVC 68mm | nr | 58.5991 | 1 | 58.5991
D198 | External | Rainwater Goods | N/A | Rainwater goods/soil & waste | uPVC | Self-finish | provide and fix 45º bend: Allow uPVC 68mm | nr | 58.5991 | 1 | 58.5991
D199 | External | Rainwater Goods | N/A | Rainwater goods/soil & waste | uPVC | Self-finish | provide and fix 45º bend: Allow Cast Iron 75mm | nr | 166.6933 | 1 | 166.6933
D200 | External | Render | N/A | Replace Rendering | Render | Smooth |  | m2 | 210.29 | 1 | 210.29
D201 | External | Render | N/A | Pre-Finished Rendering | Render | Self-finish | Decorated | m2 | 71.8063 | 1 | 71.8063
D202 | External | Pointing | N/A | Mortar Pointing | Cement | Self-finish |  | m | 123.0966 | 1 | 123.0966
D203 | External | Flaunching | N/A | Flaunching | Cement | Self-finish |  | m | 448.7895 | 1 | 448.7895
D204 | External | Fencing | N/A | Replace Close Boarded Fence Panel | Timber | Self-finish | 4ft high - Stained both sides | nr | 432.7613 | 1 | 432.7613
D205 | External | Fencing | N/A | Replace Close Boarded Fence Panel | Timber | Self-finish | 5ft high - Stained both sides | nr | 471.229 | 1 | 471.229
D206 | External | Fencing | N/A | Replace Close Boarded Fence Panel | Timber | Self-finish | 6ft high - Stained both sides | nr | 553.9345 | 1 | 553.9345
D207 | External | Fencing | N/A | Replace Concrete Fence Post - Installed | Concrete | Self-finish | 6ft high | nr | 365.4429 | 1 | 365.4429
D208 | External | Fencing | N/A | Replace Concrete Fence Post - Installed | Concrete | Self-finish | 7ft high | nr | 394.2937 | 1 | 394.2937
D209 | External | Fencing | N/A | Replace Concrete Fence Post - Installed | Concrete | Self-finish | 8ft high | nr | 442.3783 | 1 | 442.3783
D210 | External | Fencing | N/A | Replace Concrete Fence Post - Installed | Concrete | Self-finish | 10ft high | nr | 509.6967 | 1 | 509.6967
D211 | External | Fencing | N/A | Replace Timber Fence Post - Installed | Timber | Self-finish | 6ft high | nr | 380.83 | 1 | 380.83
D212 | External | Fencing | N/A | Replace Timber Fence Post - Installed | Timber | Self-finish | 7ft high | nr | 396.2171 | 1 | 396.2171
D213 | External | Fencing | N/A | Replace Timber Fence Post - Installed | Timber | Self-finish | 8ft high | nr | 432.7613 | 1 | 432.7613
D214 | External | Fencing | N/A | Replace Timber Fence Post - Installed | Timber | Self-finish | 10ft high | nr | 571.245 | 1 | 571.245
D215 | External | Fencing | N/A | Replace Timber Gravel Board | Timber | Self-finish | 6ft length | nr | 178.8747 | 1 | 178.8747
D216 | External | Fencing | N/A | Replace Concrete Gravel Board | Concrete | Self-finish | 6ft length | nr | 169.2578 | 1 | 169.2578
D217 | External | Metre Box | N/A | Allow to replace metre box cover | metal | Self-finish |  | nr | 269.2737 | 1 | 269.2737
D218 | External | Metre Box | N/A | Allow to replace metre box cover | plastic | Self-finish |  | nr | 98.7337 | 1 | 98.7337
D219 | External | Rainwater Goods | N/A | Allow to replace gulley covers as required | metal | Self-finish |  | nr | 371.8542 | 1 | 371.8542
D220 | External | Fencing | N/A | Allow for removal of shrubs and ivy from fencing |  |  |  | m2 | 74.3708 | 1 | 74.3708
E001 | Internal | Flooring | Communal | Replace Quarry floor tiling | Tiling | Self-finish | Including latex levelling screed, grouting and cutting | m2 | 359.0316 | 1 | 359.0316
E002 | Internal | Flooring | Communal | Replace Ceramic floor tiling | Tiling | Self-finish | Including latex levelling screed, grouting and cutting | m2 | 246.1931 | 1 | 246.1931
E003 | Internal | Flooring | Communal | Replace Vinyl (Polyflor -Vogue Ultra PUR) | Vinyl | Self-finish | Including 3mm latex levelling screed | m2 | 179.5158 | 1 | 179.5158
E004 | Internal | Flooring | Communal | Replace Vinyl (Polyflor -Vogue Ultra PUR) | Vinyl | Self-finish | Including 6mm ply | m2 | 243.6286 | 1 | 243.6286
E005 | Internal | Flooring | Communal | Replace Vinyl (Polyflor -Vogue Ultra PUR) | Vinyl | Self-finish | Including 3mm latex and 6mm ply | m2 | 269.2737 | 1 | 269.2737
E006 | Internal | Flooring | Room | Replace Vinyl (Polyflor -Vogue Ultra PUR) | Vinyl | Self-finish | Labour cost only to fit vinyl | m2 | 102.5805 | 1 | 102.5805
E007 | Internal | Flooring | Room | Percentage uplift on materials for room vinyl | Vinyl | Self-finish | Percentage uplift limited to 12% | % | 24% | 100 | 124
E008 | Internal | Ceiling | Communal | Strip polystyrene ceiling tiles, make good surfaces and remove waste and debris | N/A | N/A | Leave ready to receive new work | m2 | 15.3871 | 1 | 15.3871
[1] | The "multiplier" is for evaluation purposes only and is not indicative of any actual values | [8 empty] | Total for evaluation: | 412243.4631

## Communal Bespoke SoR
Price Framework - Communal Areas Bespoke Schedule of Rates
Ref | External /internal | Room Name | Previous | New | Size Ref | Size | UoM | Rate | Multiplier | Total
F001 | Internal | Staircase (1 storey) | Paint | Paint | A | N/A | Per staircase | 566.4365 | 1 | 566.4365
F002 | Internal | Staircase (1 storey) | Wallpaper | Paint | A | N/A | Per staircase | 1024.5481 | 1 | 1024.5481
F003 | Internal | Staircase (1 storey) | Wallpaper | Wallpaper | A | N/A | Per staircase | 721.1086 | 1 | 721.1086
F004 | Internal | Staircase (2 storey) | Paint | Paint | A | N/A | Per staircase | 1365.564 | 1 | 1365.564
F005 | Internal | Staircase (2 storey) | Wallpaper | Paint | A | N/A | Per staircase | 2236.8055 | 1 | 2236.8055
F006 | Internal | Staircase (2 storey) | Wallpaper | Wallpaper | A | N/A | Per staircase | 1515.5751 | 1 | 1515.5751
F007 | Internal | Staircase (3 storey) | Paint | Paint | A | N/A | Per staircase | 2173.7314 | 1 | 2173.7314
F008 | Internal | Staircase (3 storey) | Wallpaper | Paint | A | N/A | Per staircase | 3530.871 | 1 | 3530.871
F009 | Internal | Staircase (3 storey) | Wallpaper | Wallpaper | A | N/A | Per staircase | 2384.1047 | 1 | 2384.1047
F010 | Internal | Staircase (4 storey) | Paint | Paint | A | N/A | Per staircase | 3362.5621 | 1 | 3362.5621
F011 | Internal | Staircase (4 storey) | Wallpaper | Paint | A | N/A | Per staircase | 5492.748 | 1 | 5492.748
F012 | Internal | Staircase (4 storey) | Wallpaper | Wallpaper | A | N/A | Per staircase | 3717.4456 | 1 | 3717.4456
F013 | Internal | Staircase (5 storey) | Paint | Paint | A | N/A | Per staircase | 4246.5364 | 1 | 4246.5364
F014 | Internal | Staircase (5 storey) | Wallpaper | Paint | A | N/A | Per staircase | 6909.2689 | 1 | 6909.2689
F015 | Internal | Staircase (5 storey) | Wallpaper | Wallpaper | A | N/A | Per staircase | 4668.4755 | 1 | 4668.4755
F016 | Internal | Corridor (excluding staircases) | Paint | Paint | A | Small (up to 50m2) | Item - per floor | 2388.9837 | 1 | 2388.9837
F017 | Internal | Corridor (excluding staircases) | Wallpaper | Paint | A | Small (up to 50m2) | Item - per floor | 3854.9098 | 1 | 3854.9098
F018 | Internal | Corridor (excluding staircases) | Wallpaper | Wallpaper | A | Small (up to 50m2) | Item - per floor | 2595.7218 | 1 | 2595.7218
F019 | Internal | Corridor (excluding staircases) | Paint | Paint | B | Medium (up to 100m2) | Item - per floor | 4781.2499 | 1 | 4781.2499
F020 | Internal | Corridor (excluding staircases) | Wallpaper | Paint | B | Medium (up to 100m2) | Item - per floor | 7697.8434 | 1 | 7697.8434
F021 | Internal | Corridor (excluding staircases) | Wallpaper | Wallpaper | B | Medium (up to 100m2) | Item - per floor | 5178.4992 | 1 | 5178.4992
F022 | Internal | Corridor (excluding staircases) | Paint | Paint | C | Large (up to 200m2) | Item - per floor | 9480.8971 | 1 | 9480.8971
F023 | Internal | Corridor (excluding staircases) | Wallpaper | Paint | C | Large (up to 200m2) | Item - per floor | 15222.4668 | 1 | 15222.4668
F024 | Internal | Corridor (excluding staircases) | Wallpaper | Wallpaper | C | Large (up to 200m2) | Item - per floor | 10228.6125 | 1 | 10228.6125
F025 | Internal | Corridor (excluding staircases) | Paint | Paint | D | Extra (over 200m2) | m2 - per floor | 47.5076 | 1 | 47.5076
F026 | Internal | Corridor (excluding staircases) | Wallpaper | Paint | D | Extra (over 200m2) | m2 - per floor | 76.2429 | 1 | 76.2429
F027 | Internal | Corridor (excluding staircases) | Wallpaper | Wallpaper | D | Extra (over 200m2) | m2 - per floor | 51.2197 | 1 | 51.2197
F028 | Internal | Cupboard | Paint | Paint | A | Small (up to 1.5m2) | Item - per room | 158.0637 | 1 | 158.0637
F029 | Internal | Cupboard | Wallpaper | Paint | A | Small (up to 1.5m2) | Item - per room | 280.2242 | 1 | 280.2242
F030 | Internal | Cupboard | Paint | Paint | B | Medium (up to 3m2) | Item - per room | 212.4698 | 1 | 212.4698
F031 | Internal | Cupboard | Wallpaper | Paint | B | Medium (up to 3m2) | Item - per room | 385.5359 | 1 | 385.5359
F032 | Internal | Cupboard | Paint | Paint | C | Large (up to 5m2) | Item - per room | 270.0174 | 1 | 270.0174
F033 | Internal | Cupboard | Wallpaper | Paint | C | Large (up to 5m2) | Item - per room | 493.9762 | 1 | 493.9762
F034 | Internal | Cupboard | Paint | Paint | D | Extra (over 5m2) | m2 - per room | 53.983 | 1 | 53.983
F035 | Internal | Cupboard | Wallpaper | Paint | D | Extra (over 5m2) | m2 - per room | 98.7337 | 1 | 98.7337
F036 | Internal | Bin Store, Bike Store or Equivalent | Paint | Paint | A | Small (up to 15m2) | Item - per room | 580.6439 | 1 | 580.6439
F037 | Internal | Bin Store, Bike Store or Equivalent | Wallpaper | Paint | A | Small (up to 15m2) | Item - per room | 1015.8415 | 1 | 1015.8415
F038 | Internal | Bin Store, Bike Store or Equivalent | Paint | Paint | B | Medium (up to 30m2) | Item - per room | 833.5048 | 1 | 833.5048
F039 | Internal | Bin Store, Bike Store or Equivalent | Wallpaper | Paint | B | Medium (up to 30m2) | Item - per room | 1451.9496 | 1 | 1451.9496
F040 | Internal | Bin Store, Bike Store or Equivalent | Paint | Paint | C | Large (up to 45m2) | Item - per room | 1062.5541 | 1 | 1062.5541
F041 | Internal | Bin Store, Bike Store or Equivalent | Wallpaper | Paint | C | Large (up to 45m2) | Item - per room | 1829.8817 | 1 | 1829.8817
F042 | Internal | Communal Kitchen, Bathroom or Toilets | Paint | Paint | A | Small (up to 10m2) | Item - per room | 381.4583 | 1 | 381.4583
F043 | Internal | Communal Kitchen, Bathroom or Toilets | Wallpaper | Paint | A | Small (up to 10m2) | Item - per room | 697.0471 | 1 | 697.0471
F044 | Internal | Communal Kitchen, Bathroom or Toilets | Paint | Paint | B | Medium (up to 15m2) | Item - per room | 475.1527 | 1 | 475.1527
F045 | Internal | Communal Kitchen, Bathroom or Toilets | Wallpaper | Paint | B | Medium (up to 15m2) | Item - per room | 861.9965 | 1 | 861.9965
F046 | Internal | Communal Kitchen, Bathroom or Toilets | Paint | Paint | C | Large (up to 25m2) | Item - per room | 690.2896 | 1 | 690.2896
F047 | Internal | Communal Kitchen, Bathroom or Toilets | Wallpaper | Paint | C | Large (up to 25m2) | Item - per room | 1199.2939 | 1 | 1199.2939
F048 | Internal | Communal Kitchen, Bathroom or Toilets | Paint | Paint | D | Extra (over 25m2) | m2 - per room | 27.607 | 1 | 27.607
F049 | Internal | Communal Kitchen, Bathroom or Toilets | Wallpaper | Paint | D | Extra (over 25m2) | m2 - per room | 47.9692 | 1 | 47.9692
F050 | Internal | Communal Room | Paint | Paint | A | Small (up to 10m2) | Item - per room | 416.5536 | 1 | 416.5536
F051 | Internal | Communal Room | Wallpaper | Paint | A | Small (up to 10m2) | Item - per room | 732.1424 | 1 | 732.1424
F052 | Internal | Communal Room | Wallpaper | Wallpaper | A | Small (up to 10m2) | Item - per room | 1019.8678 | 1 | 1019.8678
F053 | Internal | Communal Room | Paint | Paint | B | Medium (up to 15m2) | Item - per room | 510.2481 | 1 | 510.2481
F054 | Internal | Communal Room | Wallpaper | Paint | B | Medium (up to 15m2) | Item - per room | 897.0918 | 1 | 897.0918
F055 | Internal | Communal Room | Wallpaper | Wallpaper | B | Medium (up to 15m2) | Item - per room | 1249.7891 | 1 | 1249.7891
F056 | Internal | Communal Room | Paint | Paint | C | Large (up to 25m2) | Item - per room | 754.6204 | 1 | 754.6204
F057 | Internal | Communal Room | Wallpaper | Paint | C | Large (up to 25m2) | Item - per room | 1263.6247 | 1 | 1263.6247
F058 | Internal | Communal Room | Wallpaper | Wallpaper | C | Large (up to 25m2) | Item - per room | 1727.6987 | 1 | 1727.6987
F059 | Internal | Communal Room | Paint | Paint | D | Extra (over 25m2) | m2 - per room | 30.2099 | 1 | 30.2099
F060 | Internal | Communal Room | Wallpaper | Paint | D | Extra (over 25m2) | m2 - per room | 50.5722 | 1 | 50.5722
F061 | Internal | Communal Room | Wallpaper | Wallpaper | D | Extra (over 25m2) | m2 - per room | 69.1392 | 1 | 69.1392
[9 empty] | Total for evaluation: | 127349.6872

## NHF SoR
Price Framework Schedule of Rates - Planned Module
Description | Adjustment % (+ or -) | Figure for evaluation purposes | Total for evaluation
Percentage adjustment for undertaking Works against NHF V7.2, Planned Module | 10% | 1000000 | 1100000
1100000

## Validation Surveys
Price Framework - Validation Surveys
Description | Notional Hours | Rate | Total
Building Validation Surveys | 500 | 79 | 39500

## Access
Price Framework - Access Rates
Please note all Access costs include the first six weeks hire. All additional weeks hire will utilise the rate within this Price Framework.
The m2 rates are to be measured on the face of the building from ground to underside of the eaves/bargeboard even where the scaffold projects beyond the eves line. The m2 rate is to be used on buildings of all heights.
Specific Access arrangements to be used will be agreed with the CA, prior to works being undertaken. The Contractor is to ensure that only the most appropriate Access arrangements for the works are utilised and must ensure that no unnecessary Access is erected on behalf of the Client. The Client reserves the right to challenge any Access arrangements that they deem to be inaccurate to the requirements of the Works.
In relation to the Access rates for cherry pickers / scissor lifts / full access cradles, Tenderers are to submit a price based on a height range of up to 4 stories.
Proposed code | Item description | Measure | Indicative Value | Rate exc VAT | Figure for Evaluation
SCAFF01 | Provide, erect, maintain and dismantle on completion tubular steel scaffolding including, protective sheeting, boarded platforms, ladders, pulley ropes, wheel fixings etc. | m2 | 50 | 209.5719 | 10478.5947
SCAFF02 | Provide, erect, maintain and dismantle on completion tubular steel scaffolding to form temporary roof, any height of building over roof including, protective sheeting, boarded platforms, ladders, pulley ropes, wheel fixings etc. | m2 | 20 | 132.5981 | 2651.9615
SCAFF03 | Provide, erect, maintain and dismantle on completion tubular steel scaffolding to form working platform around chimney stacks, any height above ground level, including, protective sheeting, boarded platforms, ladders, pulley ropes, wheel fixings etc. (This item is for the working platform around the chimney stack only and where required will be used in conjunction with SCAFF01). | Item | 5 | 1884.9161 | 9424.5804
SCAFF04 | Provide, erect, maintain and dismantle on completion lightweight aluminium tower scaffolding not exceeding 10.00m high including protective sheeting, boarded platforms, ladders, pulley rope and wheel fixings etc. | Item | 2 | 2211.8913 | 4423.7826
SCAFF05 | Move position - lightweight aluminium tower scaffolding not exceeding 10.00m high including protective sheeting, boarded platforms, ladders, pulley rope and wheel fixings etc. | Item | 5 | 2211.8913 | 11059.4566
SCAFF06 | Provision of hoist on a single floor basis | Item | 1 | 5924.022 | 5924.022
SCAFF07 | Provision of a cherry picker on a daily rate basis | Item | 1 | 1795.1582 | 1795.1582
SCAFF08 | Provision of a scissor lift on a daily rate basis | Item | 1 | 1538.707 | 1538.707
SCAFF09 | Provision of a full access cradle on a daily rate basis | Item | 1 | 6154.828 | 6154.828
SCAFF10 | Security Alarm - Level 2 Protection: Extra over m2 rate to supply and install security alarm in accordance with the Clients Requirements and Price Guidance. | m2 | 1 | 6.9498 | 6.9498
SCAFF11 | Security Alarm - Level 3 Protection: Extra over m2 rate to supply and install security alarm in accordance with the Clients Requirements and Price Guidance. | m2 | 1 | 12.4635 | 12.4635
SCAFF12 | Scaffolding: Additional rate to maintain for a period exceeding six weeks scaffolding, per additional Working Week or part. | Week or part | 50 | 8.527 | 426.3501
| Total for evaluation purposes |  |  |  | 53896.8543

## Specialist Works Info Only
Price Framework - Specialist Works
For Information Only
Description | %
Percentage addition to gathered quotes for any required licensed asbestos removal works, if Client requires | 25%
Description | %
Percentage increase/decrease if an alternative Window manufacturer is utilised outside of the Specification, as proposed by the Contractor and as agreed by the Client | 25%

## Miscellaneous
Price Framework - Miscellaneous
For Information Only
Description | UoM | Cost
Percentage for preliminaries allowed for in submitted rates | % | 16%
Percentage for profit allowed for in submitted rates | % | 6%
Percentage for overhead allowed for in submitted rates | % | 6%
Description
Please state the manufacturer and system for Flat Roofing that you have utilised in your Price Framework. Where multiple systems have been used for different elements, please clearly state ALL referenced manufacturers. | Langley/Bauder/IKO

## Summary
Price Framework - Summary
Repointing and Rendering | 133995.7346
EWI | 19140921.8839
Heating Combination Boiler | 2078168.3783
Heating System Boiler | 1660872.6426
Heating Regular Boiler | 1073797.8999
Kitchens | 2954408.9937
Bathrooms | 1774418.3023
Aids and Adaptations | 82768.2191
UPVC Windows | 12314672.7246
Alluminium Windows | 3791381.148
Timber Windows | 10897126.7029
Doors | 4104236.8667
Window and Door Bespoke Rates | 28091.1479
Roofing | 24557676.231
Other Roofing | 184062.1189
Electric Renewals | 2270047.2121
EICRs | 21895.4929
Cyc Decs Archetypes | 3547301.3
Decs Bespoke SoR | 11693.806
Replace Bespoke SoR | 412243.4631
Communal Bespoke SoR | 127349.6872
NHF SoR | 1100000
Validation Surveys | 39500
Access | 53896.8543
TOTAL | 92360526.8099